## Read Me
PSE 2025 IRP Conservation Potential Assessment MEASURE LIST
This workbook contains the lists of energy efficiency and electrification measures and demand response products that will be included in PSE 2025 CPA.
Res EE Measures: List of energy efficiency measures for residential sector
Comm EE Measures: List of energy efficiency measures for commercial sector
Ind EE Measures: List of energy efficiency measures for industrial sector
Res Electrification Measures: Electrification end use mapping table and detailed electrification measure list by fuel. The list includes residential electrification measures for both fuels; gas equipment from which customers will switch and electric equipment customers will switch to. This list also includes higher efficiency equipment, which will be counted as EE potential (initial switch will be to standard-level equipment).
Comm Electrification Measures: Electrification end use mapping table and detailed electrification measure list by fuel. The list includes commercial electrification measures for both fuels; gas equipment from which customers will switch and electric equipment customers will switch to. This list also includes higher efficiency equipment, which will be counted as EE potential (initial switch will be to standard-level equipment).
DR Products: List of residential, commercial and industrial demand response products.

## Res EE Measures
Fuel Type | End Use | Measure Name | Measure Description | Base Equipment
Electric | Air Purifier | Air Purifier - ENERGY STAR | ENERGY STAR Air Purifier | Market Average Air Purifier
Electric | Computer - Desktop | ENERGY STAR Desktops | ENERGY STAR Desktop | Washington State Code Baseline Desktop
Electric | Computer - Laptop | ENERGY STAR Laptops | ENERGY STAR Notebook | Washington State Code Baseline Laptop
Electric | Cooking Oven | Efficient Oven | Efficient Oven | Federal Standard 2012 Cooking Oven
Electric | Cool Central | Central Air Conditioner - ENERGY STAR | ENERGY STAR Central Air Conditioner - SEER/EER 15/12.5 (Split System) | Federal Standard 2023 Central Air Conditioner - SEER/EER 14/12 (Split System)
Electric | Cool Central | Central Air Conditioner - CEE Tier 1 | CEE Tier 1 Central Air Conditioner - SEER/EER 16/12.5 (Split System) | Federal Standard 2023 Central Air Conditioner - SEER/EER 14/12 (Split System)
Electric | Cool Central | Central Air Conditioner - ENERGY STAR 2022 Most Efficient | ENERGY STAR 2022 Most Efficient Central Air Conditioner - SEER/EER 18/13 (Split System) | Federal Standard 2023 Central Air Conditioner - SEER/EER 14/12 (Split System)
Electric | Cool Central | Central Air Conditioner - Enhanced | Enhanced Central Air Conditioner - SEER/EER 20/14 (Split System) | Federal Standard 2023 Central Air Conditioner - SEER/EER 14/12 (Split System)
Electric | Dehumidifier | Dehumidifier - ENERGY STAR | ENERGY STAR Dehumidifier | Federal Standard 2020 Dehumidifier
Electric | Dehumidifier | Dehumidifier - ENERGY STAR 2022 Most Efficient | ENERGY STAR 2022 Most Efficient Dehumidifier | Federal Standard 2020 Dehumidifier
Electric | Cool Room | Room AC - ENERGY STAR | ENERGY STAR Room AC - CEER 12.0 (8,000-13,999 Btuh) | Federal Standard 2015 Room AC - CEER 10.9 (8,000-13,999 Btuh)
Electric | Cool Room | Room AC - ENERGY STAR 2022 Most Efficient | ENERGY STAR 2022 Most Efficient Room AC - CEER 14.7 (8,000-13,999 Btuh) | Federal Standard 2015 Room AC - CEER 10.9 (8,000-13,999 Btuh)
Electric | Dryer | Dryer - ENERGY STAR | ENERGY STAR Dryer - CEF 3.93 | Federal Standard 2015 Dryer - CEF 3.73
Electric | Dryer | Dryer - ENERGY STAR 2022 Most Efficient | ENERGY STAR 2022 Most Efficient Dryer - CEF 4.30 | Federal Standard 2015 Dryer - CEF 3.73
Electric | Dryer | Heat Pump Dryer | Heat Pump Dryer | Federal Standard 2015 Dryer - CEF 3.73
Electric | DVD Player | DVD - ENERGY STAR | ENERGY STAR DVD Player | Standard DVD Player
Electric | Freezer | Freezer - ENERGY STAR | Freezer - ENERGY STAR | Federal Standard 2014 Freezer
Electric | Freezer | Freezer - ENERGY STAR 2022 Most Efficient | Freezer - ENERGY STAR 2022 Most Efficient | Federal Standard 2014 Freezer
Electric | Heat Central Electric | Install Ductless Heat Pump in House with Existing FAF - HZ1 | Install Ductless Heat Pump in House with Existing FAF - HZ1 | Standard Electric Furnace COP = 1
Electric | Heat Central Electric | Cold Climate Ductless Heat Pump Heat Central Electric | Cold Climate Ductless Heat Pump Heat Central Electric | Standard Electric Furnace COP = 1
Electric | Heat Pump | HVAC Upgrade - Heat Pump Upgrade to 9.5 HSPF/15.5 SEER | HVAC Upgrade - Heat Pump Upgrade to 9.5 HSPF/15.5 SEER | Federal Standard 2023 Heat Pump - SEER/EER 15/12.5 and HSPF 8.8 (Split System)
Electric | Heat Pump | HVAC Upgrade - Heat Pump Upgrade to 12 HSPF/18 SEER | HVAC Upgrade - Heat Pump Upgrade to 12 HSPF/18 SEER | Federal Standard 2023 Heat Pump - SEER/EER 15/12.5 and HSPF 8.8 (Split System)
Electric | Heat Pump | Cold Climate Ducted Heat Pump | Cold Climate Ducted Heat Pump | Federal Standard 2023 Heat Pump - SEER/EER 15/12.5 and HSPF 8.8 (Split System)
Electric | Heat Pump | Ground Source Heat Pump Upgrade from Air Source Heat Pump | Ground Source Heat Pump Upgrade from Air Source Heat Pump | Federal Standard 2023 Heat Pump - SEER/EER 15/12.5 and HSPF 8.8 (Split System)
Electric | Heat Room Electric | Zonal to Ductless Heat Pump | Zonal to Ductless Heat Pump | Standard Baseboard Zonal Heating
Electric | Heat Room Electric | Cold Climate Ductless Heat Pump Heat Room Electric | Cold Climate Ductless Heat Pump Heat Room Electric | Standard Baseboard Zonal Heating
Electric | Home Audio System | Home Audio System - ENERGY STAR | ENERGY STAR Home Audio System | Standard Home Audio System
Electric | Lighting Exterior Standard | CFL | CFL | EISA 2020 Backstop Exterior Lamp
Electric | Lighting Exterior Standard | LED | LED | EISA 2020 Backstop Exterior Lamp
Electric | Lighting Interior Linear Fluorescent | Linear Fluorescent Lamp - TLED | TLED Linear Lamp | Federal Standard 2018 T8 Linear Fluorescent Lamp
Electric | Lighting Interior Specialty | CFL - Specialty | CFL - Specialty | EISA 2020 Backstop Interior - Specialty
Electric | Lighting Interior Specialty | LED - Specialty | LED - Specialty | EISA 2020 Backstop Interior - Specialty
Electric | Lighting Interior Standard | CFL | CFL | EISA 2020 Backstop Interior Lamp
Electric | Lighting Interior Standard | LED | LED | EISA 2020 Backstop Interior Lamp
Electric | Microwave | Microwave Top Tier | TSL4 Efficiency | Federal Standard 2016 Microwave
Electric | Monitor | ENERGY STAR Monitors | ENERGY STAR Monitors | Market Average Monitor
Electric | Monitor | ENERGY STAR 2022 Most Efficient Monitors | ENERGY STAR 2022 Most Efficient Monitors | Market Average Monitor
Electric | Multifunction Device | Multifunction Device (All-in-one) - ENERGY STAR | ENERGY STAR Multifunction Device (All-in-one) | Standard Multifunction Device (All-in-one)
Electric | Pool Pump | Pool Pump - ENERGY STAR | ENERGY STAR Pool Pump - VSD | Market Standard Pool Pump
Electric | Refrigerator | Refrigerator - ENERGY STAR | ENERGY STAR Refrigerator | Federal Standard 2014 Refrigerator
Electric | Refrigerator | Refrigerator - ENERGY STAR 2022 Most Efficient | ENERGY STAR 2022 Most Efficient Refrigerator | Federal Standard 2014 Refrigerator
Electric | Set Top Box | Set Top Box - ENERGY STAR | ENERGY STAR Set Top Box | Standard Set Top Box
Electric | Television | Ultra-High Definition TV - ENERGY STAR | ENERGY STAR Ultra-High Definition TV | Market Average TV
Electric | Water Heat LE 55 Gal | Future Federal Standard 20XX Heat Pump Water Heater ≤ 55 GAL | Future Federal Standard 20XX Heat Pump Water Heater ≤ 55 GAL | Federal Standard 2015 Storage Water Heater ≤ 55 GAL
Electric | Water Heat LE 55 Gal | Heat Pump Water Heater - Tier 1 | Tier 1 Heat Pump Water Heater | Federal Standard 2015 Storage Water Heater ≤ 55 GAL
Electric | Water Heat LE 55 Gal | Heat Pump Water Heater - Tier 2 | Tier 2 Heat Pump Water Heater | Federal Standard 2015 Storage Water Heater ≤ 55 GAL
Electric | Water Heat LE 55 Gal | Heat Pump Water Heater - Tier 3 | Tier 3 Heat Pump Water Heater | Federal Standard 2015 Storage Water Heater ≤ 55 GAL
Electric | Water Heat LE 55 Gal | Heat Pump Water Heater - Tier 4 - No Resistance, Split System | Tier 4 - No Resistance, Split System Heat Pump Water Heater | Federal Standard 2015 Storage Water Heater ≤ 55 GAL
Electric | Water Heat GT 55 Gal | Future Federal Standard 20XX Heat Pump Water Heater > 55 GAL | Future Federal Standard 20XX Heat Pump Water Heater > 55 GAL | Federal Standard 2015 Heat Pump Water Heater > 55 GAL
Electric | Water Heat GT 55 Gal | Heat Pump Water Heater - Tier 1 | Tier 1 Heat Pump Water Heater | Federal Standard 2015 Heat Pump Water Heater > 55 GAL
Electric | Water Heat GT 55 Gal | Heat Pump Water Heater - Tier 2 | Tier 2 Heat Pump Water Heater | Federal Standard 2015 Heat Pump Water Heater > 55 GAL
Electric | Water Heat GT 55 Gal | Heat Pump Water Heater - Tier 3 | Tier 3 Heat Pump Water Heater | Federal Standard 2015 Heat Pump Water Heater > 55 GAL
Electric | Water Heat GT 55 Gal | Heat Pump Water Heater - Tier 4 - No Resistance, Split System | Tier 4 - No Resistance, Split System Heat Pump Water Heater | Federal Standard 2015 Heat Pump Water Heater > 55 GAL
Electric | Circulation - Hydronic Heating | ECM Pump Motor - Hydronic Heating | ECM Pump Motor - Hydronic Heating | Market Average Hydronic Heating Pump
Electric | Circulation - DHW | ECM Pump Motor - DHW | ECM Pump Motor - DHW | Market Standard DHW Pump
Gas | Cooking Oven | Cooking Oven - High Efficiency | High Efficiency Convection Cooking Oven | Federal Standard 2012 Cooking Oven
Gas | Dryer | Dryer - ENERGY STAR | ENERGY STAR Dryer - CEF 3.48 (Gas Dryer) | Federal Standard 2015 Dryer - CEF/EF 2.84/3.30 (Gas Dryer)
Gas | Dryer | Dryer - Advanced Efficiency | Advanced Efficiency Dryer - CEF 3.8 (Gas Dryer) | Federal Standard 2015 Dryer - CEF/EF 2.84/3.30 (Gas Dryer)
Gas | Heat Central Gas Boiler | Boiler - Advanced Efficiency | Advanced Efficiency Boiler - 93% AFUE | Federal Standard 2022 Boiler - 84% AFUE
Gas | Heat Central Gas Boiler | Boiler - Premium Efficiency | Premium Efficiency Boiler - 95% AFUE | Federal Standard 2022 Boiler - 84% AFUE
Gas | Heat Central Gas Furnace | Furnace - Federal Standard 2029 | Federal Standard 2029 Furnace - 90% AFUE | Federal Standard 2016 Furnace - 80% AFUE
Gas | Heat Central Gas Furnace | Furnace - ENERGY STAR | ENERGY STAR Furnace - 95% AFUE | Federal Standard 2016 Furnace - 80% AFUE
Gas | Heat Central Gas Furnace | Furnace - Advanced Efficiency | Advanced Efficiency Furnace - 97% AFUE | Federal Standard 2016 Furnace - 80% AFUE
Gas | Heat Central Gas Furnace | Furnace - Premium Efficiency | Premium Efficiency Furnace - 98% AFUE | Federal Standard 2016 Furnace - 80% AFUE
Gas | Pool Heat | Pool Heater - Efficient | Efficient Pool Heater - 88% Efficient | Federal Standard 2014 Pool Heater - 82% Efficient
Gas | Water Heat LE 55 Gal | Future Federal Standard 20XX Storage Water Heater ≤ 55 GAL | Future Federal Standard 20XX Storage Water Heater ≤ 55 GAL | Federal Standard 2015 Storage Water Heater ≤ 55 GAL - EF 0.62
Gas | Water Heat LE 55 Gal | Water Heater - ENERGY STAR Storage | ENERGY STAR Storage Water Heater ≤ 55 GAL - EF 0.67 | Federal Standard 2015 Storage Water Heater ≤ 55 GAL - EF 0.62
Gas | Water Heat LE 55 Gal | Water Heater - Condensing | Condensing Water Heater ≤ 55 GAL - EF 0.85 | Federal Standard 2015 Storage Water Heater ≤ 55 GAL - EF 0.62
Gas | Water Heat LE 55 Gal | Water Heater - ENERGY STAR Tankless | ENERGY STAR Tankless Water Heater ≤ 55 GAL - EF 0.90 | Federal Standard 2015 Storage Water Heater ≤ 55 GAL - EF 0.62
Gas | Water Heat GT 55 Gal | Future Federal Standard 20XX Condensing Water Heater > 55 GAL | Future Federal Standard 20XX Condensing Water Heater > 55 GAL | Federal Standard 2015 Condensing Water Heater > 55 GAL - EF 0.74
Gas | Water Heat GT 55 Gal | Water Heater - ENERGY STAR Condensing | ENERGY STAR Condensing Water Heater > 55 GAL - EF 0.77 | Federal Standard 2015 Condensing Water Heater > 55 GAL - EF 0.74
Gas | Water Heat GT 55 Gal | Water Heater - Condensing | Condensing Water Heater > 55 GAL - EF 0.85 | Federal Standard 2015 Condensing Water Heater > 55 GAL - EF 0.74
Gas | Water Heat GT 55 Gal | Water Heater - ENERGY STAR Tankless | ENERGY STAR Tankless Water Heater > 55 GAL - EF 0.90 | Federal Standard 2015 Condensing Water Heater > 55 GAL - EF 0.74
Electric | Water Heat LE 55 Gal | Thermostatic Restrictor Valve - ERWH | Site hot water energy | 0
Electric | Water Heat GT 55 Gal | Thermostatic Restrictor Valve - HPWH | Site hot water energy | 0
Electric | Waste Water | Thermostatic Restrictor Valve - ERWH | Water and wastewater | 0
Electric | Waste Water | Thermostatic Restrictor Valve - HPWH | Water and wastewater | 0
Gas | Water Heat LE 55 Gal | Thermostatic Restrictor Valve - Gas WH | Site hot water energy | 0
Gas | Water Heat GT 55 Gal | Thermostatic Restrictor Valve - Gas WH | Site hot water energy | 0
Electric | Waste Water | Thermostatic Restrictor Valve - Gas WH | Water and wastewater | 0
Electric | Water Heat LE 55 Gal | Top Load_ENERGY STAR but not CEE+Electric DHW_Electric Dryer | Washer Savings | 0
Electric | Water Heat GT 55 Gal | Top Load_ENERGY STAR but not CEE+Electric DHW_Electric Dryer | Washer Savings | 0
Electric | Waste Water | Top Load_ENERGY STAR but not CEE+Electric DHW_Electric Dryer | Waste Water Energy | 0
Electric | Water Heat LE 55 Gal | Top Load_ENERGY STAR but not CEE+Electric DHW_Gas Dryer | Washer Savings | 0
Electric | Water Heat GT 55 Gal | Top Load_ENERGY STAR but not CEE+Electric DHW_Gas Dryer | Washer Savings | 0
Electric | Waste Water | Top Load_ENERGY STAR but not CEE+Electric DHW_Gas Dryer | Waste Water Energy | 0
Electric | Water Heat LE 55 Gal | Front Load_CEE Tier 1+Electric DHW_Electric Dryer | Washer Savings | 0
Electric | Water Heat GT 55 Gal | Front Load_CEE Tier 1+Electric DHW_Electric Dryer | Washer Savings | 0
Electric | Waste Water | Front Load_CEE Tier 1+Electric DHW_Electric Dryer | Waste Water Energy | 0
Electric | Water Heat LE 55 Gal | Front Load_CEE Tier 1+Electric DHW_Gas Dryer | Washer Savings | 0
Electric | Water Heat GT 55 Gal | Front Load_CEE Tier 1+Electric DHW_Gas Dryer | Washer Savings | 0
Electric | Waste Water | Front Load_CEE Tier 1+Electric DHW_Gas Dryer | Waste Water Energy | 0
Electric | Water Heat LE 55 Gal | Front Load_CEE Tier 2+Electric DHW_Electric Dryer | Washer Savings | 0
Electric | Water Heat GT 55 Gal | Front Load_CEE Tier 2+Electric DHW_Electric Dryer | Washer Savings | 0
Electric | Waste Water | Front Load_CEE Tier 2+Electric DHW_Electric Dryer | Waste Water Energy | 0
Electric | Water Heat LE 55 Gal | Front Load_CEE Tier 2+Electric DHW_Gas Dryer | Washer Savings | 0
Electric | Water Heat GT 55 Gal | Front Load_CEE Tier 2+Electric DHW_Gas Dryer | Washer Savings | 0
Electric | Waste Water | Front Load_CEE Tier 2+Electric DHW_Gas Dryer | Waste Water Energy | 0
Gas | Water Heat LE 55 Gal | Top Load_ENERGY STAR but not CEE+Gas DHW_Electric Dryer | Washer Savings | 0
Gas | Water Heat GT 55 Gal | Top Load_ENERGY STAR but not CEE+Gas DHW_Electric Dryer | Washer Savings | 0
Electric | Waste Water | Top Load_ENERGY STAR but not CEE+Gas DHW_Electric Dryer | Waste Water Energy | 0
Gas | Water Heat LE 55 Gal | Top Load_ENERGY STAR but not CEE+Gas DHW_Gas Dryer | Washer Savings | 0
Gas | Water Heat GT 55 Gal | Top Load_ENERGY STAR but not CEE+Gas DHW_Gas Dryer | Washer Savings | 0
Electric | Waste Water | Top Load_ENERGY STAR but not CEE+Gas DHW_Gas Dryer | Waste Water Energy | 0
Gas | Water Heat LE 55 Gal | Front Load_CEE Tier 1+Gas DHW_Electric Dryer | Washer Savings | 0
Gas | Water Heat GT 55 Gal | Front Load_CEE Tier 1+Gas DHW_Electric Dryer | Washer Savings | 0
Electric | Waste Water | Front Load_CEE Tier 1+Gas DHW_Electric Dryer | Waste Water Energy | 0
Gas | Water Heat LE 55 Gal | Front Load_CEE Tier 1+Gas DHW_Gas Dryer | Washer Savings | 0
Gas | Water Heat GT 55 Gal | Front Load_CEE Tier 1+Gas DHW_Gas Dryer | Washer Savings | 0
Electric | Waste Water | Front Load_CEE Tier 1+Gas DHW_Gas Dryer | Waste Water Energy | 0
Gas | Water Heat LE 55 Gal | Front Load_CEE Tier 2+Gas DHW_Electric Dryer | Washer Savings | 0
Gas | Water Heat GT 55 Gal | Front Load_CEE Tier 2+Gas DHW_Electric Dryer | Washer Savings | 0
Electric | Waste Water | Front Load_CEE Tier 2+Gas DHW_Electric Dryer | Waste Water Energy | 0
Gas | Water Heat LE 55 Gal | Front Load_CEE Tier 2+Gas DHW_Gas Dryer | Washer Savings | 0
Gas | Water Heat GT 55 Gal | Front Load_CEE Tier 2+Gas DHW_Gas Dryer | Washer Savings | 0
Electric | Waste Water | Front Load_CEE Tier 2+Gas DHW_Gas Dryer | Waste Water Energy | 0
Electric | Water Heat LE 55 Gal | Bathroom_SF_ERWH | Hot Water | 0
Electric | Water Heat GT 55 Gal | Bathroom_SF_HPWH | Hot Water | 0
Electric | Water Heat LE 55 Gal | Bathroom_MH_ERWH | Hot Water | 0
Electric | Water Heat GT 55 Gal | Bathroom_MH_HPWH | Hot Water | 0
Electric | Water Heat LE 55 Gal | Bathroom_MF_ERWH | Hot Water | 0
Electric | Water Heat GT 55 Gal | Bathroom_MF_HPWH | Hot Water | 0
Electric | Water Heat LE 55 Gal | Kitchen_SF_ERWH | Hot Water | 0
Electric | Water Heat GT 55 Gal | Kitchen_SF_HPWH | Hot Water | 0
Electric | Water Heat LE 55 Gal | Kitchen_MH_ERWH | Hot Water | 0
Electric | Water Heat GT 55 Gal | Kitchen_MH_HPWH | Hot Water | 0
Electric | Water Heat LE 55 Gal | Kitchen_MF_ERWH | Hot Water | 0
Electric | Water Heat GT 55 Gal | Kitchen_MF_HPWH | Hot Water | 0
Electric | Waste Water | Bathroom_SF_ERWH | Water Supply and Treatment | 0
Electric | Waste Water | Bathroom_MH_HPWH | Water Supply and Treatment | 0
Electric | Waste Water | Bathroom_MF_ERWH | Water Supply and Treatment | 0
Electric | Waste Water | Kitchen_SF_HPWH | Water Supply and Treatment | 0
Electric | Waste Water | Kitchen_MH_ERWH | Water Supply and Treatment | 0
Electric | Waste Water | Kitchen_MF_HPWH | Water Supply and Treatment | 0
Electric | Heat Pump | SF_CellularShade_ASHP_HZ1 | Heating | 0
Electric | Heat Pump | MH_CellularShade_ASHP_HZ1 | Heating | 0
Electric | Heat Pump | MF_CellularShade_ASHP_HZ1 | Heating | 0
Electric | Heat Central Electric | SF_CellularShade_DHP_HZ1 | Heating | 0
Electric | Heat Central Electric | MH_CellularShade_DHP_HZ1 | Heating | 0
Electric | Heat Central Electric | MF_CellularShade_DHP_HZ1 | Heating | 0
Electric | Heat Room Electric | SF_CellularShade_DHP_HZ1 | Heating | 0
Electric | Heat Room Electric | MH_CellularShade_DHP_HZ1 | Heating | 0
Electric | Heat Room Electric | MF_CellularShade_DHP_HZ1 | Heating | 0
Electric | Cool Room | SF_CellularShade_DHP_HZ1 | Cooling | 0
Electric | Cool Room | MH_CellularShade_DHP_HZ1 | Cooling | 0
Electric | Cool Room | MF_CellularShade_DHP_HZ1 | Cooling | 0
Electric | Circulation - Hydronic Heating | Circulator Controls-NR-HH-Single Family-ECM+Advanced Speed | Pump | 0
Electric | Circulation - Hydronic Heating | Circulator Controls-NR-HH-Multifamily - Low Rise-ECM+Advanced Speed | Pump | 0
Electric | Circulation - Hydronic Heating | Circulator Controls-NR-HH-Multifamily - High Rise-ECM+Advanced Speed | Pump | 0
Electric | Circulation - Hydronic Heating | Circulator Controls-NR-HH-Manufactured-ECM+Advanced Speed | Pump | 0
Electric | Circulation - Hydronic Heating | Circulator Controls-NEW-HH-Single Family-ECM+Advanced Speed | Pump | 0
Electric | Circulation - Hydronic Heating | Circulator Controls-NEW-HH-Multifamily - Low Rise-ECM+Advanced Speed | Pump | 0
Electric | Circulation - Hydronic Heating | Circulator Controls-NEW-HH-Multifamily - High Rise-ECM+Advanced Speed | Pump | 0
Electric | Circulation - Hydronic Heating | Circulator Controls-NEW-HH-Manufactured-ECM+Advanced Speed | Pump | 0
Electric | Circulation - DHW | Circulator Controls-NR-DHW-Single Family-Advanced Run Hour | Pump | 0
Electric | Circulation - DHW | Circulator Controls-NR-DHW-Multifamily - Low Rise-Advanced Run Hour | Pump | 0
Electric | Circulation - DHW | Circulator Controls-NR-DHW-Multifamily - High Rise-Advanced Run Hour | Pump | 0
Electric | Circulation - DHW | Circulator Controls-NR-DHW-Manufactured-Advanced Run Hour | Pump | 0
Electric | Circulation - DHW | Circulator Controls-NEW-DHW-Single Family-Advanced Run Hour | Pump | 0
Electric | Circulation - DHW | Circulator Controls-NEW-DHW-Multifamily - Low Rise-Advanced Run Hour | Pump | 0
Electric | Circulation - DHW | Circulator Controls-NEW-DHW-Multifamily - High Rise-Advanced Run Hour | Pump | 0
Electric | Circulation - DHW | Circulator Controls-NEW-DHW-Manufactured-Advanced Run Hour | Pump | 0
Electric | Circulation - DHW | Circulator Controls-NR-DHW-Single Family-Induction Motor Run Hour Controls | Pump | 0
Electric | Circulation - DHW | Circulator Controls-NR-DHW-Multifamily - Low Rise-Induction Motor Run Hour Controls | Pump | 0
Electric | Circulation - DHW | Circulator Controls-NR-DHW-Multifamily - High Rise-Induction Motor Run Hour Controls | Pump | 0
Electric | Circulation - DHW | Circulator Controls-NR-DHW-Manufactured-Induction Motor Run Hour Controls | Pump | 0
Electric | Circulation - DHW | Circulator Controls-NEW-DHW-Single Family-Induction Motor Run Hour Controls | Pump | 0
Electric | Circulation - DHW | Circulator Controls-NEW-DHW-Multifamily - Low Rise-Induction Motor Run Hour Controls | Pump | 0
Electric | Circulation - DHW | Circulator Controls-NEW-DHW-Multifamily - High Rise-Induction Motor Run Hour Controls | Pump | 0
Electric | Circulation - DHW | Circulator Controls-NEW-DHW-Manufactured-Induction Motor Run Hour Controls | Pump | 0
Electric | Water Heat LE 55 Gal | ENERGY STAR Dishwasher | Dishwasher | 0
Electric | Water Heat GT 55 Gal | ENERGY STAR Dishwasher | Dishwasher | 0
Electric | Waste Water | ENERGY STAR Dishwasher | Water and Wastewater | 0
Electric | Water Heat LE 55 Gal | SF_DHW Preheat, Electric Resistance | Water heat | 0
Electric | Water Heat GT 55 Gal | SF_DHW Preheat, Electric Resistance | Water heat | 0
Electric | Water Heat LE 55 Gal | SF_DHW Preheat & Shower Preheat, Electric Resistance | Water heat | 0
Electric | Water Heat GT 55 Gal | SF_DHW Preheat & Shower Preheat, Electric Resistance | Water heat | 0
Electric | Water Heat LE 55 Gal | SF_DHW Preheat, Electric HPWH | Water heat | 0
Electric | Water Heat GT 55 Gal | SF_DHW Preheat, Electric HPWH | Water heat | 0
Electric | Water Heat LE 55 Gal | SF_DHW Preheat & Shower Preheat, Electric HPWH | Water heat | 0
Electric | Water Heat GT 55 Gal | SF_DHW Preheat & Shower Preheat, Electric HPWH | Water heat | 0
Electric | Water Heat LE 55 Gal | MF_DHW Preheat, Electric Resistance | Water heat | 0
Electric | Water Heat GT 55 Gal | MF_DHW Preheat, Electric Resistance | Water heat | 0
Electric | Water Heat LE 55 Gal | MF_DHW Preheat & Shower Preheat, Electric Resistance | Water heat | 0
Electric | Water Heat GT 55 Gal | MF_DHW Preheat & Shower Preheat, Electric Resistance | Water heat | 0
Electric | Water Heat LE 55 Gal | MF_DHW Preheat, Electric HPWH | Water heat | 0
Electric | Water Heat GT 55 Gal | MF_DHW Preheat, Electric HPWH | Water heat | 0
Electric | Water Heat LE 55 Gal | MF_DHW Preheat & Shower Preheat, Electric HPWH | Water heat | 0
Electric | Water Heat GT 55 Gal | MF_DHW Preheat & Shower Preheat, Electric HPWH | Water heat | 0
Electric | Heat Pump | HRV HZ1CZ1 | Heating | 0
Electric | Heat Room Electric | Low-E Storm Window SP Wood_Zonal | Heating | 0
Electric | Heat Room Electric | Low-E Storm Window SP Metal_Zonal | Heating | 0
Electric | Heat Room Electric | Low-E Storm Window DP_Zonal | Heating | 0
Electric | Heat Central Electric | Low-E Storm Window SP Wood_Furnace | Heating | 0
Electric | Heat Central Electric | Low-E Storm Window SP Metal_Furnace | Heating | 0
Electric | Heat Central Electric | Low-E Storm Window DP_Furnace | Heating | 0
Electric | Heat Pump | Low-E Storm Window SP Wood_Heat Pump | Heating | 0
Electric | Heat Pump | Low-E Storm Window SP Metal_Heat Pump | Heating | 0
Electric | Heat Pump | Low-E Storm Window DP_Heat Pump | Heating | 0
Electric | Heat Central Electric | Electrical Resistance_HZ1__Low-e Storm Window SP | Heating | 0
Electric | Heat Room Electric | Electrical Resistance_HZ1__Low-e Storm Window SP | Heating | 0
Electric | Heat Central Electric | Electrical Resistance_HZ1__Low-e Storm Window DP | Heating | 0
Electric | Heat Room Electric | Electrical Resistance_HZ1__Low-e Storm Window DP | Heating | 0
Electric | Cool Central | Electrical Resistance_HZ1__Low-e Storm Window SP | Cooling | 0
Electric | Cool Room | Electrical Resistance_HZ1__Low-e Storm Window SP | Cooling | 0
Electric | Cool Central | Electrical Resistance_HZ1__Low-e Storm Window DP | Cooling | 0
Electric | Cool Room | Electrical Resistance_HZ1__Low-e Storm Window DP | Cooling | 0
Electric | Heat Pump | Heat Pump_HZ1__Low-e Storm Window SP | Heating & Cooling | 0
Electric | Heat Pump | Heat Pump_HZ1__Low-e Storm Window DP | Heating & Cooling | 0
Electric | Heat Central Electric | Low-E storm window SP - Heating Zone 1 (Electric FAF) | Heating & Cooling | 0
Electric | Cool Central | Low-E storm window SP - Heating Zone 1 (Electric FAF) | Heating & Cooling | 0
Electric | Heat Central Electric | Low-E storm window DP - Heating Zone 1 (Electric FAF) | Heating & Cooling | 0
Electric | Cool Central | Low-E storm window DP - Heating Zone 1 (Electric FAF) | Heating & Cooling | 0
Electric | Heat Room Electric | Door - R2.5 to R5_Zonal | Heating | 0
Electric | Heat Central Electric | Door - R2.5 to R5_Furnace | Heating Energy | 0
Electric | Heat Pump | Door - R2.5 to R5_Heat Pump | Heating Energy | 0
Electric | Heat Room Electric | Door - R2.5 to R5_DHP | Heating Energy | 0
Gas | Heat Central Gas Boiler | Insulated Door_R2.5 - R5_HZ1_Gas | Heating Energy | 0
Gas | Heat Central Gas Furnace | Insulated Door_R2.5 - R5_HZ1_Gas | Heating Energy | 0
Gas | Heat Room Gas | Insulated Door_R2.5 - R5_HZ1_Gas | Heating Energy | 0
Electric | Heat Room Electric | Low-E storm window SP - Heating Zone 1 (Zonal or DHP) | Heating & Cooling | 0
Electric | Cool Room | Low-E storm window SP - Heating Zone 1 (Zonal or DHP) | Heating & Cooling | 0
Electric | Heat Room Electric | Low-E storm window DP - Heating Zone 1 (Zonal or DHP) | Heating & Cooling | 0
Electric | Cool Room | Low-E storm window DP - Heating Zone 1 (Zonal or DHP) | Heating & Cooling | 0
Electric | Heat Pump | Low-E storm window SP - Heating Zone 1 (Heat Pump) | Heating & Cooling | 0
Electric | Heat Pump | Low-E storm window DP - Heating Zone 1 (Heat Pump) | Heating & Cooling | 0
Electric | Water Heat LE 55 Gal | Showerhead_SF_ERWH_2_00 GPM | DHW | 0
Electric | Water Heat LE 55 Gal | Showerhead_SF_ERWH_1_8 GPM | DHW | 0
Electric | Water Heat LE 55 Gal | Showerhead_SF_ERWH_1_50 GPM | DHW | 0
Electric | Water Heat LE 55 Gal | Showerhead_MH_ERWH_2_00 GPM | DHW | 0
Electric | Water Heat LE 55 Gal | Showerhead_MH_ERWH_1_8 GPM | DHW | 0
Electric | Water Heat LE 55 Gal | Showerhead_MH_ERWH_1_50 GPM | DHW | 0
Electric | Water Heat LE 55 Gal | Showerhead_MF_ERWH_2_00 GPM | DHW | 0
Electric | Water Heat LE 55 Gal | Showerhead_MF_ERWH_1_8 GPM | DHW | 0
Electric | Water Heat LE 55 Gal | Showerhead_MF_ERWH_1_50 GPM | DHW | 0
Electric | Water Heat GT 55 Gal | Showerhead_SF_HPWH_2_00 GPM | DHW | 0
Electric | Water Heat GT 55 Gal | Showerhead_SF_HPWH_1_8 GPM | DHW | 0
Electric | Water Heat GT 55 Gal | Showerhead_SF_HPWH_1_50 GPM | DHW | 0
Electric | Water Heat GT 55 Gal | Showerhead_MH_HPWH_2_00 GPM | DHW | 0
Electric | Water Heat GT 55 Gal | Showerhead_MH_HPWH_1_8 GPM | DHW | 0
Electric | Water Heat GT 55 Gal | Showerhead_MH_HPWH_1_50 GPM | DHW | 0
Electric | Water Heat GT 55 Gal | Showerhead_MF_HPWH_2_00 GPM | DHW | 0
Electric | Water Heat GT 55 Gal | Showerhead_MF_HPWH_1_8 GPM | DHW | 0
Electric | Water Heat GT 55 Gal | Showerhead_MF_HPWH_1_50 GPM | DHW | 0
Electric | Waste Water | Showerhead_SF_ERWH_2_00 GPM | Water and Waste Water | 0
Electric | Waste Water | Showerhead_SF_ERWH_1_8 GPM | Water and Waste Water | 0
Electric | Waste Water | Showerhead_SF_ERWH_1_50 GPM | Water and Waste Water | 0
Electric | Waste Water | Showerhead_MH_ERWH_2_00 GPM | Water and Waste Water | 0
Electric | Waste Water | Showerhead_MH_ERWH_1_8 GPM | Water and Waste Water | 0
Electric | Waste Water | Showerhead_MH_ERWH_1_50 GPM | Water and Waste Water | 0
Electric | Waste Water | Showerhead_MF_ERWH_2_00 GPM | Water and Waste Water | 0
Electric | Waste Water | Showerhead_MF_ERWH_1_8 GPM | Water and Waste Water | 0
Electric | Waste Water | Showerhead_MF_ERWH_1_50 GPM | Water and Waste Water | 0
Electric | Waste Water | Showerhead_SF_HPWH_2_00 GPM | Water and Waste Water | 0
Electric | Waste Water | Showerhead_SF_HPWH_1_8 GPM | Water and Waste Water | 0
Electric | Waste Water | Showerhead_SF_HPWH_1_50 GPM | Water and Waste Water | 0
Electric | Waste Water | Showerhead_MH_HPWH_2_00 GPM | Water and Waste Water | 0
Electric | Waste Water | Showerhead_MH_HPWH_1_8 GPM | Water and Waste Water | 0
Electric | Waste Water | Showerhead_MH_HPWH_1_50 GPM | Water and Waste Water | 0
Electric | Waste Water | Showerhead_MF_HPWH_2_00 GPM | Water and Waste Water | 0
Electric | Waste Water | Showerhead_MF_HPWH_1_8 GPM | Water and Waste Water | 0
Electric | Waste Water | Showerhead_MF_HPWH_1_50 GPM | Water and Waste Water | 0
Electric | Plug Load Other | Wall-Mounted Vehicle Engine Block Heater Control_Residential_HZ1 | Engine Block Heating | 0
Electric | Plug Load Other | Engine-Mounted Vehicle Engine Block Heater Control_Residential_HZ1 | Engine Block Heating | 0
Electric | Refrigerator | Refrigerator Decommissioning and Recycling (1992 and earlier) | Refrigeration | 0
Electric | Freezer | Freezer Decommissioning and Recycling (1992 and earlier) | Refrigeration | 0
Electric | Refrigerator | Refrigerator Decommissioning and Recycling (1993 and later) | Refrigeration | 0
Electric | Freezer | Freezer Decommissioning and Recycling (1993 and later) | Refrigeration | 0
Gas | Water Heat LE 55 Gal | ENERGY STAR Dishwasher | Dishwasher | 0
Gas | Water Heat GT 55 Gal | ENERGY STAR Dishwasher | Dishwasher | 0
Gas | Heat Central Gas Boiler | Boiler - Controls | Boiler Reset Controls | No Boiler Control
Gas | Heat Central Gas Boiler | Tune-up - Boiler | Boiler with Tune-up | Boiler with no Tune-up
Gas | Heat Central Gas Furnace | Tune-up - Furnace (Gas) | Furnace with Tune-up | Furnace with no Tune-up
Gas | Water Heat LE 55 Gal | Water Heater Tank Wrap | Add R-10 Tank Wrap | No Tank Wrap
Gas | Water Heat GT 55 Gal | Water Heater Tank Wrap | Add R-10 Tank Wrap | No Tank Wrap
Gas | Heat Central Gas Boiler | Door Air Sealing - Door Sweeps and Weather Stripping | Add Door Sweeps and Weather Stripping | No Door Sweeps and Weather Stripping
Gas | Heat Central Gas Furnace | Door Air Sealing - Door Sweeps and Weather Stripping | Add Door Sweeps and Weather Stripping | No Door Sweeps and Weather Stripping
Gas | Heat Room Gas | Door Air Sealing - Door Sweeps and Weather Stripping | Add Door Sweeps and Weather Stripping | No Door Sweeps and Weather Stripping
Gas | Heat Central Gas Boiler | Steam Trap Repair | Steam Trap Repair | Existing Steam Trap with no Maintenance
Gas | Heat Central Gas Boiler | Pipe Insulation - Boiler - Code | R-4 Pipe Insulation | Average Existing Pipe Insulation
Gas | Heat Central Gas Boiler | Pipe Insulation - Boiler - Above Code | R-8 Pipe Insulation | R-4 Pipe Insulation
Electric | Heat Central Electric | Sealing - Air - Attic - EH - SF or DX | Attic air sealing: single family or duplex dwelling heated with electricity | 0
Electric | Heat Room Electric | Sealing - Air - Attic - EH - SF or DX | Attic air sealing: single family or duplex dwelling heated with electricity | 0
Electric | Heat Pump | Sealing - Air - Attic - EH - SF or DX | Attic air sealing: single family or duplex dwelling heated with electricity | 0
Electric | Heat Central Electric | SFWX: Sealing - Duct - FAF | Duct sealing: home heated with forced-air furnace | 0
Electric | Heat Pump | SFWX: Sealing - Duct - HP | Duct sealing: home heated with heat pump | 0
Electric | Heat Central Electric | Sealing - Duct - EH - MH | Duct sealing: manufactured home heated with electricity | 0
Electric | Heat Pump | Sealing - Duct - EH - MH | Duct sealing: manufactured home heated with electricity | 0
Electric | Heat Central Electric | LIW: Sealing - Duct - MH - TE | Duct sealing: mobile home; electric | 0
Electric | Heat Pump | LIW: Sealing - Duct - MH - TE | Duct sealing: mobile home; electric | 0
Electric | Heat Central Electric | LIW: Sealing - Duct - SF - TE | Duct sealing: single family; electric | 0
Electric | Heat Pump | LIW: Sealing - Duct - SF - TE | Duct sealing: single family; electric | 0
Electric | Heat Central Electric | LIW: Sealing - Air - Prescriptive - SF -TE | Shell sealing: single family prescriptive; electric | 0
Electric | Heat Room Electric | LIW: Sealing - Air - Prescriptive - SF -TE | Shell sealing: single family prescriptive; electric | 0
Electric | Heat Pump | LIW: Sealing - Air - Prescriptive - SF -TE | Shell sealing: single family prescriptive; electric | 0
Electric | Heat Central Electric | Sealing - Air - Prescriptive - MH | Shell sealing: mobile home prescriptive; electric | 0
Electric | Heat Room Electric | Sealing - Air - Prescriptive - MH | Shell sealing: mobile home prescriptive; electric | 0
Electric | Heat Pump | Sealing - Air - Prescriptive - MH | Shell sealing: mobile home prescriptive; electric | 0
Electric | Heat Central Electric | LIW: Sealing - Air - Prescriptive - MH -TE | Shell sealing: mobile home prescriptive; electric | 0
Electric | Heat Room Electric | LIW: Sealing - Air - Prescriptive - MH -TE | Shell sealing: mobile home prescriptive; electric | 0
Electric | Heat Pump | LIW: Sealing - Air - Prescriptive - MH -TE | Shell sealing: mobile home prescriptive; electric | 0
Electric | Heat Central Electric | Sealing - Air - Package - MF | Air sealing package: multi-family; electric (duplicates the SIR measure) | 0
Electric | Heat Room Electric | Sealing - Air - Package - MF | Air sealing package: multi-family; electric (duplicates the SIR measure) | 0
Electric | Heat Pump | Sealing - Air - Package - MF | Air sealing package: multi-family; electric (duplicates the SIR measure) | 0
Gas | Heat Central Gas Boiler | Sealing - Air - Package - MF | Air sealing package: multi-family; gas (duplicates the SIR measure) | 0
Gas | Heat Central Gas Furnace | Sealing - Air - Package - MF | Air sealing package: multi-family; gas (duplicates the SIR measure) | 0
Gas | Heat Room Gas | Sealing - Air - Package - MF | Air sealing package: multi-family; gas (duplicates the SIR measure) | 0
Electric | Heat Central Electric | LIW: Sealing - Air - Package - MF - TE | Air sealing package: multi-family; electric (duplicates the SIR measure) | 0
Electric | Heat Room Electric | LIW: Sealing - Air - Package - MF - TE | Air sealing package: multi-family; electric (duplicates the SIR measure) | 0
Electric | Heat Pump | LIW: Sealing - Air - Package - MF - TE | Air sealing package: multi-family; electric (duplicates the SIR measure) | 0
Gas | Heat Central Gas Boiler | LIW: Sealing - Air - Package - MF - TE | Air sealing package: multi-family; gas (duplicates the SIR measure) | 0
Gas | Heat Central Gas Furnace | LIW: Sealing - Air - Package - MF - TE | Air sealing package: multi-family; gas (duplicates the SIR measure) | 0
Gas | Heat Room Gas | LIW: Sealing - Air - Package - MF - TE | Air sealing package: multi-family; gas (duplicates the SIR measure) | 0
Electric | Heat Central Electric | Insulation - Duct - R0 to R11 - MF - TE | Duct insulation: R0 to R11; multi-family; electric | 0
Electric | Heat Pump | Insulation - Duct - R0 to R11 - MF - TE | Duct insulation: R0 to R11; multi-family; electric | 0
Electric | Heat Central Electric | LIW: Insulation - Duct - R0 to R11 - MF - TE | Duct insulation: R0 to R11; multi-family; electric | 0
Electric | Heat Pump | LIW: Insulation - Duct - R0 to R11 - MF - TE | Duct insulation: R0 to R11; multi-family; electric | 0
Electric | Heat Central Electric | Insulation - Duct - R0 to R11 - SF - TE | Duct insulation: R0 to R11; single family; electric | 0
Electric | Heat Pump | Insulation - Duct - R0 to R11 - SF - TE | Duct insulation: R0 to R11; single family; electric | 0
Electric | Heat Central Electric | LIW: Insulation - Duct - R0 to R11 - SF - TE | Duct insulation: R0 to R11; single family; electric | 0
Electric | Heat Pump | LIW: Insulation - Duct - R0 to R11 - SF - TE | Duct insulation: R0 to R11; single family; electric | 0
Electric | Heat Central Electric | Insulation - Floor - R0 to R22 - MH | Floor insulation: R0 to R22; mobile home; electric | 0
Electric | Heat Central Electric | LIW: Insulation - Floor - R0 to R22 - MH - TE | Floor insulation: R0 to R22; mobile home; electric | 0
Electric | Heat Room Electric | LIW: Insulation - Floor - R0 to R22 - MH - TE | Floor insulation: R0 to R22; mobile home; electric | 0
Electric | Heat Pump | LIW: Insulation - Floor - R0 to R22 - MH - TE | Floor insulation: R0 to R22; mobile home; electric | 0
Electric | Heat Central Electric | LIW: Insulation - Floor - R0 to R30 - MF - TE | Floor insulation: R0 to R30; multi-family; electric | 0
Electric | Heat Room Electric | LIW: Insulation - Floor - R0 to R30 - MF - TE | Floor insulation: R0 to R30; multi-family; electric | 0
Electric | Heat Pump | LIW: Insulation - Floor - R0 to R30 - MF - TE | Floor insulation: R0 to R30; multi-family; electric | 0
Electric | Heat Central Electric | LIW: Insulation - Floor - R0 to R30 - SF - TE | Floor insulation: R0 to R30; single family; electric | 0
Electric | Heat Room Electric | LIW: Insulation - Floor - R0 to R30 - SF - TE | Floor insulation: R0 to R30; single family; electric | 0
Electric | Heat Pump | LIW: Insulation - Floor - R0 to R30 - SF - TE | Floor insulation: R0 to R30; single family; electric | 0
Electric | Heat Central Electric | Insulation - Floor - R11 to R22 - MH | Floor insulation: R11 to R22; mobile home; electric | 0
Electric | Heat Room Electric | Insulation - Floor - R11 to R22 - MH | Floor insulation: R11 to R22; mobile home; electric | 0
Electric | Heat Pump | Insulation - Floor - R11 to R22 - MH | Floor insulation: R11 to R22; mobile home; electric | 0
Electric | Heat Central Electric | LIW: Insulation - Floor - R11 to R22 - MH - TE | Floor insulation: R11 to R22; mobile home; electric | 0
Electric | Heat Room Electric | LIW: Insulation - Floor - R11 to R22 - MH - TE | Floor insulation: R11 to R22; mobile home; electric | 0
Electric | Heat Pump | LIW: Insulation - Floor - R11 to R22 - MH - TE | Floor insulation: R11 to R22; mobile home; electric | 0
Electric | Heat Central Electric | LIW: Insulation - Floor - R11 to R30 - MF - TE | Floor insulation: R11 to R30; multi-family; electric | 0
Electric | Heat Room Electric | LIW: Insulation - Floor - R11 to R30 - MF - TE | Floor insulation: R11 to R30; multi-family; electric | 0
Electric | Heat Pump | LIW: Insulation - Floor - R11 to R30 - MF - TE | Floor insulation: R11 to R30; multi-family; electric | 0
Electric | Heat Central Electric | LIW: Insulation - Wall - R0 to R11 - MF - TE | Wall insulation: R0 to R11; multi-family; electric | 0
Electric | Heat Room Electric | LIW: Insulation - Wall - R0 to R11 - MF - TE | Wall insulation: R0 to R11; multi-family; electric | 0
Electric | Heat Pump | LIW: Insulation - Wall - R0 to R11 - MF - TE | Wall insulation: R0 to R11; multi-family; electric | 0
Electric | Heat Central Electric | Insulation - Wall - R0 to R11 - MH | Wall insulation: R0 to R11; mobile home; electric | 0
Electric | Heat Room Electric | Insulation - Wall - R0 to R11 - MH | Wall insulation: R0 to R11; mobile home; electric | 0
Electric | Heat Pump | Insulation - Wall - R0 to R11 - MH | Wall insulation: R0 to R11; mobile home; electric | 0
Electric | Heat Central Electric | LIW: Insulation - Wall - R0 to R11 - MH - TE | Wall insulation: R0 to R11; mobile home; electric | 0
Electric | Heat Room Electric | LIW: Insulation - Wall - R0 to R11 - MH - TE | Wall insulation: R0 to R11; mobile home; electric | 0
Electric | Heat Pump | LIW: Insulation - Wall - R0 to R11 - MH - TE | Wall insulation: R0 to R11; mobile home; electric | 0
Electric | Heat Central Electric | LIW: Insulation - Wall - R0 to R11 - SF - TE | Wall insulation: R0 to R11; single family; electric | 0
Electric | Heat Room Electric | LIW: Insulation - Wall - R0 to R11 - SF - TE | Wall insulation: R0 to R11; single family; electric | 0
Electric | Heat Pump | LIW: Insulation - Wall - R0 to R11 - SF - TE | Wall insulation: R0 to R11; single family; electric | 0
Electric | Heat Central Electric | LIW: Insulation - Attic - R0 to R30 - MH - TE | Attic insulation: R0 to R30; mobile home; electric | 0
Electric | Heat Room Electric | LIW: Insulation - Attic - R0 to R30 - MH - TE | Attic insulation: R0 to R30; mobile home; electric | 0
Electric | Heat Pump | LIW: Insulation - Attic - R0 to R30 - MH - TE | Attic insulation: R0 to R30; mobile home; electric | 0
Electric | Heat Central Electric | LIW: Insulation - Attic - R0 to R38 - MF - TE | Attic insulation: R0 to R38; multi-family; electric | 0
Electric | Heat Room Electric | LIW: Insulation - Attic - R0 to R38 - MF - TE | Attic insulation: R0 to R38; multi-family; electric | 0
Electric | Heat Pump | LIW: Insulation - Attic - R0 to R38 - MF - TE | Attic insulation: R0 to R38; multi-family; electric | 0
Electric | Heat Central Electric | LIW: Insulation - Attic - R11 to R38 - MF - TE | Attic insulation: R11 to R38; multi-family; electric | 0
Electric | Heat Room Electric | LIW: Insulation - Attic - R11 to R38 - MF - TE | Attic insulation: R11 to R38; multi-family; electric | 0
Electric | Heat Pump | LIW: Insulation - Attic - R11 to R38 - MF - TE | Attic insulation: R11 to R38; multi-family; electric | 0
Electric | Water Heat LE 55 Gal | LIW: Insulation - Water Heater Pipe - MF - TE | Water heater pipe insulation: multi-family; electric | 0
Electric | Water Heat GT 55 Gal | LIW: Insulation - Water Heater Pipe - MF - TE | Water heater pipe insulation: multi-family; electric | 0
Electric | Water Heat LE 55 Gal | LIW: Insulation - Water Heater Pipe - MH - TE | Water heater pipe insulation: mobile home; electric | 0
Electric | Water Heat GT 55 Gal | LIW: Insulation - Water Heater Pipe - MH - TE | Water heater pipe insulation: mobile home; electric | 0
Electric | Water Heat LE 55 Gal | LIW: Insulation - Water Heater Pipe - SF - TE | Water heater pipe insulation: single family; electric | 0
Electric | Water Heat GT 55 Gal | LIW: Insulation - Water Heater Pipe - SF - TE | Water heater pipe insulation: single family; electric | 0
Electric | Heat Central Electric | LIW: Insulation - Attic - R0 to R49 - MF - TE | Attic insulation: R0 to R49; multi-family; electric | 0
Electric | Heat Room Electric | LIW: Insulation - Attic - R0 to R49 - MF - TE | Attic insulation: R0 to R49; multi-family; electric | 0
Electric | Heat Pump | LIW: Insulation - Attic - R0 to R49 - MF - TE | Attic insulation: R0 to R49; multi-family; electric | 0
Electric | Heat Central Electric | LIW: Insulation - Attic - R0 to R49 - SF - TE | Attic insulation: R0 to R49; single family; electric | 0
Electric | Heat Room Electric | LIW: Insulation - Attic - R0 to R49 - SF - TE | Attic insulation: R0 to R49; single family; electric | 0
Electric | Heat Pump | LIW: Insulation - Attic - R0 to R49 - SF - TE | Attic insulation: R0 to R49; single family; electric | 0
Electric | Heat Central Electric | LIW: Insulation - Attic - R11 to R49 - SF - TE | Attic insulation: R11 to R49; single family; electric | 0
Electric | Heat Room Electric | LIW: Insulation - Attic - R11 to R49 - SF - TE | Attic insulation: R11 to R49; single family; electric | 0
Electric | Heat Pump | LIW: Insulation - Attic - R11 to R49 - SF - TE | Attic insulation: R11 to R49; single family; electric | 0
Electric | Heat Central Electric | LIW: Insulation - Attic - R19 to R49 - MF - TE | Attic insulation: R19 to R49; multi-family; electric | 0
Electric | Heat Room Electric | LIW: Insulation - Attic - R19 to R49 - MF - TE | Attic insulation: R19 to R49; multi-family; electric | 0
Electric | Heat Pump | LIW: Insulation - Attic - R19 to R49 - MF - TE | Attic insulation: R19 to R49; multi-family; electric | 0
Electric | Heat Central Electric | SFWX: Insulation - Attic - R0 to R49 - FAF | Attic Insulation: R0 to R49; home heated with forced-air furnace | 0
Electric | Heat Pump | SFWX: Insulation - Attic - R0 to R49 - HP | Attic Insulation: R0 to R49; home heated with heat pump | 0
Electric | Heat Room Electric | SFWX: Insulation - Attic - R0 to R49 - Zonal | Attic Insulation: R0 to R49; home with zonal heating | 0
Electric | Heat Central Electric | SFWX: Insulation - Attic - R11 to R49 - FAF | Attic Insulation: R11 to R49; home heated with forced-air furnace | 0
Electric | Heat Pump | SFWX: Insulation - Attic - R11 to R49 - HP | Attic Insulation: R11 to R49; home heated with heat pump | 0
Electric | Heat Room Electric | SFWX: Insulation - Attic - R11 to R49 - Zonal | Attic Insulation: R11 to R49; home with zonal heating | 0
Electric | Heat Pump | SFWX: Insulation - Floor - R0 to R22 - HP - MH | Floor Insulation: R0 to R22; manufactured home heated with heat pump | 0
Electric | Heat Room Electric | SFWX: Insulation - Floor - R0 to R22 - Zonal - MH | Floor Insulation: R0 to R23; manufactured home with zonal heating | 0
Electric | Heat Central Electric | SFWX: Insulation - Floor - R0 to R30 - FAF | Floor Insulation: R0 to R30; home heated with forced-air furnace | 0
Electric | Heat Pump | SFWX: Insulation - Floor - R0 to R30 - HP | Floor Insulation: R0 to R30; home heated with heat pump | 0
Electric | Heat Room Electric | SFWX: Insulation - Floor - R0 to R30 - Zonal | Floor Insulation: R0 to R30; home with zonal heating | 0
Electric | Heat Central Electric | SFWX: Insulation - Wall - R0 to R13 - FAF | Wall insulation: R0 to R13: home heated with forced-air furnace | 0
Electric | Heat Pump | SFWX: Insulation - Wall - R0 to R13 - HP | Wall insulation: R0 to R13: home heated with heat pump | 0
Electric | Heat Room Electric | SFWX: Insulation - Wall - R0 to R13 - Zonal | Wall insulation: R0 to R13: home heated with zonal heating | 0
Electric | Heat Central Electric | Insulation - Attic - R0 to R38 - E | Attic insulation: R0 to R38; electric heating | 0
Electric | Heat Room Electric | Insulation - Attic - R0 to R38 - E | Attic insulation: R0 to R38; electric heating | 0
Electric | Heat Pump | Insulation - Attic - R0 to R38 - E | Attic insulation: R0 to R38; electric heating | 0
Electric | Heat Central Electric | Insulation - Attic - R11 to R38 - E | Attic insulation: R11 to R38; electric heating | 0
Electric | Heat Room Electric | Insulation - Attic - R11 to R38 - E | Attic insulation: R11 to R38; electric heating | 0
Electric | Heat Pump | Insulation - Attic - R11 to R38 - E | Attic insulation: R11 to R38; electric heating | 0
Electric | Heat Central Electric | MFRFT: Insulation - Floor - R0 to R30 - E | Floor insulation: R0 to R30; electric heating | 0
Electric | Heat Room Electric | MFRFT: Insulation - Floor - R0 to R30 - E | Floor insulation: R0 to R30; electric heating | 0
Electric | Heat Pump | MFRFT: Insulation - Floor - R0 to R30 - E | Floor insulation: R0 to R30; electric heating | 0
Electric | Heat Central Electric | MFRFT: Insulation - Floor - R11 to R30 - E | Floor insulation: R11 to R30; electric heating | 0
Electric | Heat Room Electric | MFRFT: Insulation - Floor - R11 to R30 - E | Floor insulation: R11 to R30; electric heating | 0
Electric | Heat Pump | MFRFT: Insulation - Floor - R11 to R30 - E | Floor insulation: R11 to R30; electric heating | 0
Electric | Heat Central Electric | MFRFT: Insulation - Wall - R0 to R11 - E | Wall insulation: R0 to R11; electric heating | 0
Electric | Heat Room Electric | MFRFT: Insulation - Wall - R0 to R11 - E | Wall insulation: R0 to R11; electric heating | 0
Electric | Heat Pump | MFRFT: Insulation - Wall - R0 to R11 - E | Wall insulation: R0 to R11; electric heating | 0
Electric | Heat Central Electric | LIW: Insulation - Attic - R0 to R22 - MH - TE | Attic insulation: R0 to R22: mobile home; electric | 0
Electric | Heat Room Electric | LIW: Insulation - Attic - R0 to R22 - MH - TE | Attic insulation: R0 to R22: mobile home; electric | 0
Electric | Heat Pump | LIW: Insulation - Attic - R0 to R22 - MH - TE | Attic insulation: R0 to R22: mobile home; electric | 0
Electric | Heat Central Electric | Insulation - Attic - R0 to R22 - ER - MH - Pre HUD | Attic insulation: R0 to R22; Pre-HUD manufactured home heated with electric resistance | 0
Electric | Heat Room Electric | Insulation - Attic - R0 to R22 - ER - MH - Pre HUD | Attic insulation: R0 to R22; Pre-HUD manufactured home heated with electric resistance | 0
Electric | Heat Pump | Insulation - Attic - R0 to R22 - HP - MH - Pre HUD | Attic insulation: R0 to R22; Pre-HUD manufactured home heated with heat pump | 0
Electric | Heat Central Electric | Insulation - Attic - R0 to R30 - ER - MH - HUD | Attic insulation: R0 to R30; HUD manufactured home heated with electric resistance | 0
Electric | Heat Room Electric | Insulation - Attic - R0 to R30 - ER - MH - HUD | Attic insulation: R0 to R30; HUD manufactured home heated with electric resistance | 0
Electric | Heat Pump | Insulation - Attic - R0 to R30 - HP - MH - HUD | Attic insulation: R0 to R30; HUD manufactured home heated with heat pump | 0
Electric | Heat Central Electric | Insulation - Attic - R0 to R49 - EH - MF | R0 to R49 attic insulation: multi-family dwelling heated with electricity | 0
Electric | Heat Room Electric | Insulation - Attic - R0 to R49 - EH - MF | R0 to R49 attic insulation: multi-family dwelling heated with electricity | 0
Electric | Heat Pump | Insulation - Attic - R0 to R49 - EH - MF | R0 to R49 attic insulation: multi-family dwelling heated with electricity | 0
Electric | Heat Central Electric | Insulation - Attic - R19 to R49 - EH - MF | R19 to R49 attic insulation: multi-family dwelling heated with electricity | 0
Electric | Heat Room Electric | Insulation - Attic - R19 to R49 - EH - MF | R19 to R49 attic insulation: multi-family dwelling heated with electricity | 0
Electric | Heat Pump | Insulation - Attic - R19 to R49 - EH - MF | R19 to R49 attic insulation: multi-family dwelling heated with electricity | 0
Electric | Lighting Exterior Standard | RETL: String Lighting - LED - Outdoor | Outdoor LED string lighting | 0
Electric | Heat Room Electric | Thermostat - ELV - MH - TE | Electronic Line Voltage Thermostat: mobile home; electric | 0
Electric | Heat Room Electric | LIW: Thermostat - ELV - MH - TE | Electronic Line Voltage Thermostat: mobile home; electric | 0
Electric | Heat Room Electric | Thermostat - ELV - SF | Electronic line voltage thermostat: single family; electric | 0
Electric | Heat Room Electric | LIW: Thermostat - ELV - SF - TE | Electronic line voltage thermostat: single family; electric | 0
Electric | Heat Central Electric | LIW: Thermostat - ESS - MF - TE | Energy star smart thermostat: multi-family; electric | 0
Electric | Heat Pump | LIW: Thermostat - ESS - MF - TE | Energy star smart thermostat: multi-family; electric | 0
Electric | Heat Central Electric | LIW: Thermostat - ESS - MH - TE | Energy star smart thermostat: mobile home; electric | 0
Electric | Heat Pump | LIW: Thermostat - ESS - MH - TE | Energy star smart thermostat: mobile home; electric | 0
Electric | Heat Central Electric | LIW: Thermostat - ESS - SF - TE | Energy star smart thermostat: single family; electric | 0
Electric | Heat Pump | LIW: Thermostat - ESS - SF - TE | Energy star smart thermostat: single family; electric | 0
Electric | Heat Room Electric | Thermostat - ELV - Smart - Zonal - MF | Smart electronic line voltage thermostat: multi-family dwelling with zonal heating | 0
Electric | Heat Central Electric | Thermostat - Smart - EH - Res | Smart thermostat: home heated with electricity | 0
Electric | Heat Pump | Thermostat - Smart - EH - Res | Smart thermostat: home heated with electricity | 0
Electric | Heat Room Electric | Thermostat - ELV - Smart - SF or MH or DX | Smart electronic line voltage thermostat: single family, manufactured home, or duplex dwelling | 0
Electric | Heat Room Electric | Thermostat - ELV - Smart - Zonal - MF - MI | Smart electronic line voltage thermostat: multi-family dwelling with zonal heating; moderate income customer | 0
Electric | Heat Room Electric | Thermostat - ELV - Zonal - MF | Electronic line voltage thermostat: multi-family dwelling with zonal heating | 0
Electric | Heat Room Electric | Thermostat - ELV - Zonal - MF - MI | Electronic line voltage thermostat: multi-family dwelling with zonal heating; moderate income customer | 0
Electric | Heat Room Electric | Thermostat - ELV - Smart - SF or MH or DX - MI | Smart electronic line voltage thermostat: single family, manufactured home, or duplex dwelling; moderate income customer | 0
Electric | Cool Central | Retro_SingleFamily_WHF_CZ1 | Whole House Fan | 0
Electric | Heat Central Electric | LIW: Windows - DP to DP - MF - TE | Double pane windows: from double pane; multi-family; electric | 0
Electric | Heat Room Electric | LIW: Windows - DP to DP - MF - TE | Double pane windows: from double pane; multi-family; electric | 0
Electric | Heat Pump | LIW: Windows - DP to DP - MF - TE | Double pane windows: from double pane; multi-family; electric | 0
Electric | Heat Central Electric | LIW: Windows - DP to DP - SF - TE | Double pane windows: from double pane; single family; electric | 0
Electric | Heat Room Electric | LIW: Windows - DP to DP - SF - TE | Double pane windows: from double pane; single family; electric | 0
Electric | Heat Pump | LIW: Windows - DP to DP - SF - TE | Double pane windows: from double pane; single family; electric | 0
Electric | Heat Central Electric | LIW: Windows - SP to DP - MF - TE | Double pane windows: from single pane; multi-family; electric | 0
Electric | Heat Room Electric | LIW: Windows - SP to DP - MF - TE | Double pane windows: from single pane; multi-family; electric | 0
Electric | Heat Pump | LIW: Windows - SP to DP - MF - TE | Double pane windows: from single pane; multi-family; electric | 0
Electric | Heat Central Electric | LIW: Windows - SP to DP - SF - TE | Double pane windows: from single pane; single family; electric | 0
Electric | Heat Room Electric | LIW: Windows - SP to DP - SF - TE | Double pane windows: from single pane; single family; electric | 0
Electric | Heat Pump | LIW: Windows - SP to DP - SF - TE | Double pane windows: from single pane; single family; electric | 0
Electric | Heat Central Electric | SFWIN: Windows - Single Pane - to U30 - FAF | Single pane windows: U-factor up to 0.30; home heated with forced-air furnace | 0
Electric | Heat Pump | SFWIN: Windows - Single Pane - to U30 - HP | Single pane windows: U-factor up to 0.30; home heated with heat pump | 0
Electric | Heat Room Electric | SFWIN: Windows - Single Pane - to U30 - Zonal | Single pane windows: U-factor up to 0.30; home with zonal heating | 0
Electric | Heat Central Electric | SFWIN: Windows - Single Pane - to U30 - Resistance - MH | Single pane resistance windows: U-factor up to 0.30; manufactured home | 0
Electric | Heat Room Electric | SFWIN: Windows - Single Pane - to U30 - Resistance - MH | Single pane resistance windows: U-factor up to 0.30; manufactured home | 0
Electric | Heat Central Electric | LIW: Windows - Single Pane - to U30 - Resistance - MH | Single pane resistance windows: U-factor up to 0.30; manufactured home | 0
Electric | Heat Room Electric | LIW: Windows - Single Pane - to U30 - Resistance - MH | Single pane resistance windows: U-factor up to 0.30; manufactured home | 0
Electric | Heat Central Electric | Windows - Double Pane - Metal Frame - to U30 - ER - MH | Double pane metal-framed windows: U-factor up to 0.30; manufactured home heated with electric resistance | 0
Electric | Heat Room Electric | Windows - Double Pane - Metal Frame - to U30 - ER - MH | Double pane metal-framed windows: U-factor up to 0.30; manufactured home heated with electric resistance | 0
Electric | Heat Central Electric | LIW: Windows - Double Pane - Metal Frame - to U30 - ER - MH | Double pane metal-framed windows: U-factor up to 0.30; manufactured home heated with electric resistance | 0
Electric | Heat Room Electric | LIW: Windows - Double Pane - Metal Frame - to U30 - ER - MH | Double pane metal-framed windows: U-factor up to 0.30; manufactured home heated with electric resistance | 0
Electric | Heat Pump | Windows - Double Pane - Metal Frame - to U30 - HP - MH | Double pane metal-framed windows: U-factor up to 0.30; manufactured home heated with heat pump | 0
Electric | Heat Pump | LIW: Windows - Double Pane - Metal Frame - to U30 - HP - MH | Double pane metal-framed windows: U-factor up to 0.30; manufactured home heated with heat pump | 0
Electric | Heat Central Electric | Windows - Double Pane - from U60 to U30 - EH - MF | Double pane windows: U-factor from 0.60 to 0.30; multi-family dwelling heated with electricity | 0
Electric | Heat Room Electric | Windows - Double Pane - from U60 to U30 - EH - MF | Double pane windows: U-factor from 0.60 to 0.30; multi-family dwelling heated with electricity | 0
Electric | Heat Pump | Windows - Double Pane - from U60 to U30 - EH - MF | Double pane windows: U-factor from 0.60 to 0.30; multi-family dwelling heated with electricity | 0
Electric | Heat Central Electric | Windows - Double Pane - U30 - from SP U120 - EH - MF | Double pane windows: U-factor 0.30; from 1.20 single pane; multi-family dwelling heated with electricity | 0
Electric | Heat Room Electric | Windows - Double Pane - U30 - from SP U120 - EH - MF | Double pane windows: U-factor 0.30; from 1.20 single pane; multi-family dwelling heated with electricity | 0
Electric | Heat Pump | Windows - Double Pane - U30 - from SP U120 - EH - MF | Double pane windows: U-factor 0.30; from 1.20 single pane; multi-family dwelling heated with electricity | 0
Electric | Heat Central Electric | Windows - Single Pane - to U30 - E FAF - SF or DX - MI | Single pane windows: U-factor up to 0.30; single family or duplex dwelling with electric forced-air furnace; moderate income customer | 0
Electric | Heat Pump | Windows - Single Pane - to U30 - HP - MH | Single pane windows: U-factor up to 0.30; manufactured home with heat pump | 0
Electric | Heat Pump | LIW: Windows - Single Pane - to U30 - HP - MH | Single pane windows: U-factor up to 0.30; manufactured home with heat pump | 0
Electric | Heat Pump | Windows - Single Pane - to U30 - HP - SF or DX - MI | Single pane windows: U-factor up to 0.30; single family or duplex dwelling with heat pump; moderate income customer | 0
Electric | Heat Room Electric | Windows - Single Pane - to U30 - Zonal - SF or DX - MI | Single pane windows: U-factor up to 0.30; single family or duplex dwelling with zonal heating; moderate income customer | 0
Electric | Heat Central Electric | Windows - Triple Pane - U22 - from DP U30 - EH - MF | Triple pane windows: U-factor 0.22; from 0.30 double pane; multi-family dwelling heated with electricity | 0
Electric | Heat Room Electric | Windows - Triple Pane - U22 - from DP U30 - EH - MF | Triple pane windows: U-factor 0.22; from 0.30 double pane; multi-family dwelling heated with electricity | 0
Electric | Heat Pump | Windows - Triple Pane - U22 - from DP U30 - EH - MF | Triple pane windows: U-factor 0.22; from 0.30 double pane; multi-family dwelling heated with electricity | 0
Electric | Heat Central Electric | Windows - Double Pane - from U60 to U30 - EH - MF - MI | Double pane windows: U-factor from 0.60 to 0.30; multi-family dwelling heated with electricity; moderate income customer | 0
Electric | Heat Room Electric | Windows - Double Pane - from U60 to U30 - EH - MF - MI | Double pane windows: U-factor from 0.60 to 0.30; multi-family dwelling heated with electricity; moderate income customer | 0
Electric | Heat Pump | Windows - Double Pane - from U60 to U30 - EH - MF - MI | Double pane windows: U-factor from 0.60 to 0.30; multi-family dwelling heated with electricity; moderate income customer | 0
Electric | Heat Central Electric | Windows - Double Pane - Metal Frame - to U22 - E FAF - SF or DX | Double pane metal-framed windows: U-factor up to 0.22; single family or duplex dwelling with electric forced-air furnace | 0
Electric | Heat Central Electric | Windows - Double Pane - Metal Frame - to U22 - E FAF - SF or DX - MI | Double pane metal-framed windows: U-factor up to 0.22; single family or duplex dwelling with electric forced-air furnace; moderate income customer | 0
Electric | Heat Pump | Windows - Double Pane - Metal Frame - to U22 - HP - SF or DX | Double pane metal-framed windows: U-factor up to 0.22; single family or duplex dwelling with heat pump | 0
Electric | Heat Pump | Windows - Double Pane - Metal Frame - to U22 - HP - SF or DX - MI | Double pane metal-framed windows: U-factor up to 0.22; single family or duplex dwelling with heat pump; moderate income customer | 0
Electric | Heat Room Electric | Windows - Double Pane - Metal Frame - to U22 - Zonal - SF or DX | Double pane metal-framed windows: U-factor up to 0.22; single family or duplex dwelling with zonal heating | 0
Electric | Heat Room Electric | Windows - Double Pane - Metal Frame - to U22 - Zonal - SF or DX - MI | Double pane metal-framed windows: U-factor up to 0.22; single family or duplex dwelling with zonal heating; moderate income customer | 0
Electric | Heat Central Electric | Windows - Double Pane - U30 - from SP U120 - EH - MF - MI | Double pane windows: U-factor 0.30; from 1.20 single pane; multi-family dwelling heated with electricity; moderate income customer | 0
Electric | Heat Room Electric | Windows - Double Pane - U30 - from SP U120 - EH - MF - MI | Double pane windows: U-factor 0.30; from 1.20 single pane; multi-family dwelling heated with electricity; moderate income customer | 0
Electric | Heat Pump | Windows - Double Pane - U30 - from SP U120 - EH - MF - MI | Double pane windows: U-factor 0.30; from 1.20 single pane; multi-family dwelling heated with electricity; moderate income customer | 0
Electric | Heat Central Electric | Windows - Single Pane - to U22 - E FAF - SF or DX | Single pane windows: U-factor up to 0.22; single family or duplex dwelling with electric forced-air furnace | 0
Electric | Heat Central Electric | Windows - Single Pane - to U22 - E FAF - SF or DX - MI | Single pane windows: U-factor up to 0.22; single family or duplex dwelling with electric forced-air furnace; moderate income customer | 0
Electric | Heat Pump | Windows - Single Pane - to U22 - HP - SF or DX | Single pane windows: U-factor up to 0.22; single family or duplex dwelling with heat pump | 0
Electric | Heat Pump | Windows - Single Pane - to U22 - HP - SF or DX - MI | Single pane windows: U-factor up to 0.22; single family or duplex dwelling with heat pump; moderate income customer | 0
Electric | Heat Room Electric | Windows - Single Pane - to U22 - Zonal - SF or DX | Single pane windows: U-factor up to 0.22; single family or duplex dwelling with zonal heating | 0
Electric | Heat Room Electric | Windows - Single Pane - to U22 - Zonal - SF or DX - MI | Single pane windows: U-factor up to 0.22; single family or duplex dwelling with zonal heating; moderate income customer | 0
Electric | Heat Central Electric | Windows - Triple Pane - U22 - from DP U30 - EH - MF - MI | Triple pane windows: U-factor 0.22; from 0.30 double pane; multi-family dwelling heated with electricity; moderate income customer | 0
Electric | Heat Room Electric | Windows - Triple Pane - U22 - from DP U30 - EH - MF - MI | Triple pane windows: U-factor 0.22; from 0.30 double pane; multi-family dwelling heated with electricity; moderate income customer | 0
Electric | Heat Pump | Windows - Triple Pane - U22 - from DP U30 - EH - MF - MI | Triple pane windows: U-factor 0.22; from 0.30 double pane; multi-family dwelling heated with electricity; moderate income customer | 0
Electric | Heat Central Electric | Windows - Triple Pane - U22 - from DP U60 - EH - MF - MI | Triple pane windows: U-factor 0.22; from 0.60 double pane; multi-family dwelling heated with electricity; moderate income customer | 0
Electric | Heat Room Electric | Windows - Triple Pane - U22 - from DP U60 - EH - MF - MI | Triple pane windows: U-factor 0.22; from 0.60 double pane; multi-family dwelling heated with electricity; moderate income customer | 0
Electric | Heat Pump | Windows - Triple Pane - U22 - from DP U60 - EH - MF - MI | Triple pane windows: U-factor 0.22; from 0.60 double pane; multi-family dwelling heated with electricity; moderate income customer | 0
Electric | Heat Central Electric | Windows - Triple Pane - U22 - from SP U120 - EH - MF - MI | Triple pane windows: U-factor 0.22; from 1.20 single pane; multi-family dwelling heated with electricity; moderate income customer | 0
Electric | Heat Room Electric | Windows - Triple Pane - U22 - from SP U120 - EH - MF - MI | Triple pane windows: U-factor 0.22; from 1.20 single pane; multi-family dwelling heated with electricity; moderate income customer | 0
Electric | Heat Pump | Windows - Triple Pane - U22 - from SP U120 - EH - MF - MI | Triple pane windows: U-factor 0.22; from 1.20 single pane; multi-family dwelling heated with electricity; moderate income customer | 0
Electric | Water Heat LE 55 Gal | MFRFT: Tub Spout - DI | Tub spout: direct install | 0
Electric | Water Heat GT 55 Gal | MFRFT: Tub Spout - DI | Tub spout: direct install | 0
Electric | Water Heat LE 55 Gal | Tub Spout | Tub spout: direct install | 0
Electric | Water Heat GT 55 Gal | Tub Spout | Tub spout: direct install | 0
Electric | Plug Load Other | Power Strip - Advanced - Load Sensing - Tier 1 - Res | Tier 1 load-sensing advanced power strip: installed in residential dwelling | 0
Gas | Heat Central Gas Boiler | Sealing - Air - Attic - GH - SF or DX | Attic air sealing: single family or duplex dwelling heated with natural gas | 0
Gas | Heat Central Gas Furnace | Sealing - Air - Attic - GH - SF or DX | Attic air sealing: single family or duplex dwelling heated with natural gas | 0
Gas | Heat Room Gas | Sealing - Air - Attic - GH - SF or DX | Attic air sealing: single family or duplex dwelling heated with natural gas | 0
Gas | Heat Central Gas Furnace | SFWX: Sealing - Duct - NG | Duct sealing: home heated with natural gas | 0
Gas | Heat Central Gas Furnace | Sealing - Duct - GH - MH | Duct sealing: manufactured home heated with natural gas | 0
Gas | Heat Central Gas Furnace | LIW: Sealing - Duct - MH - TG | Duct sealing: mobile home; natural gas | 0
Gas | Heat Central Gas Furnace | LIW: Sealing - Duct - SF - TG | Duct sealing: single family; natural gas | 0
Gas | Heat Central Gas Boiler | LIW: Sealing - Air - Prescriptive - SF -TG | Shell sealing: single family prescriptive; gas | 0
Gas | Heat Central Gas Furnace | LIW: Sealing - Air - Prescriptive - SF -TG | Shell sealing: single family prescriptive; gas | 0
Gas | Heat Room Gas | LIW: Sealing - Air - Prescriptive - SF -TG | Shell sealing: single family prescriptive; gas | 0
Gas | Heat Central Gas Boiler | Sealing - Air - Prescriptive - MH | Shell sealing: mobile home prescriptive; gas | 0
Gas | Heat Central Gas Furnace | Sealing - Air - Prescriptive - MH | Shell sealing: mobile home prescriptive; gas | 0
Gas | Heat Room Gas | Sealing - Air - Prescriptive - MH | Shell sealing: mobile home prescriptive; gas | 0
Gas | Heat Central Gas Boiler | LIW: Sealing - Air - Prescriptive - MH -TG | Shell sealing: mobile home prescriptive; gas | 0
Gas | Heat Central Gas Furnace | LIW: Sealing - Air - Prescriptive - MH -TG | Shell sealing: mobile home prescriptive; gas | 0
Gas | Heat Room Gas | LIW: Sealing - Air - Prescriptive - MH -TG | Shell sealing: mobile home prescriptive; gas | 0
Gas | Heat Central Gas Furnace | Insulation - Duct - R0 to R11 - MF - TG | Duct insulation: R0 to R11; multi-family; natural gas | 0
Gas | Heat Central Gas Furnace | LIW: Insulation - Duct - R0 to R11 - MF - TG | Duct insulation: R0 to R11; multi-family; natural gas | 0
Gas | Heat Central Gas Furnace | Insulation - Duct - R0 to R11 - SF - TG | Duct insulation: R0 to R11; single family; natural gas | 0
Gas | Heat Central Gas Furnace | LIW: Insulation - Duct - R0 to R11 - SF - TG | Duct insulation: R0 to R11; single family; natural gas | 0
Gas | Heat Central Gas Boiler | Insulation - Floor - R11 to R22 - MH | Floor insulation: R11 to R22; mobile home; natural gas | 0
Gas | Heat Central Gas Furnace | Insulation - Floor - R11 to R22 - MH | Floor insulation: R11 to R22; mobile home; natural gas | 0
Gas | Heat Room Gas | Insulation - Floor - R11 to R22 - MH | Floor insulation: R11 to R22; mobile home; natural gas | 0
Gas | Heat Central Gas Boiler | LIW: Insulation - Floor - R0 to R22 - MH - TG | Floor insulation: R0 to R22; mobile home; natural gas | 0
Gas | Heat Central Gas Furnace | LIW: Insulation - Floor - R0 to R22 - MH - TG | Floor insulation: R0 to R22; mobile home; natural gas | 0
Gas | Heat Room Gas | LIW: Insulation - Floor - R0 to R22 - MH - TG | Floor insulation: R0 to R22; mobile home; natural gas | 0
Gas | Heat Central Gas Boiler | LIW: Insulation - Floor - R0 to R30 - MF - TG | Floor insulation: R0 to R30; multi-family; natural gas | 0
Gas | Heat Central Gas Furnace | LIW: Insulation - Floor - R0 to R30 - MF - TG | Floor insulation: R0 to R30; multi-family; natural gas | 0
Gas | Heat Room Gas | LIW: Insulation - Floor - R0 to R30 - MF - TG | Floor insulation: R0 to R30; multi-family; natural gas | 0
Gas | Heat Central Gas Boiler | LIW: Insulation - Floor - R0 to R30 - SF - TG | Floor insulation: R0 to R30; single family; natural gas | 0
Gas | Heat Central Gas Furnace | LIW: Insulation - Floor - R0 to R30 - SF - TG | Floor insulation: R0 to R30; single family; natural gas | 0
Gas | Heat Room Gas | LIW: Insulation - Floor - R0 to R30 - SF - TG | Floor insulation: R0 to R30; single family; natural gas | 0
Gas | Heat Central Gas Boiler | LIW: Insulation - Wall - R0 to R11 - MF - TG | Wall insulation: R0 to R11; multi-family; natural gas | 0
Gas | Heat Central Gas Furnace | LIW: Insulation - Wall - R0 to R11 - MF - TG | Wall insulation: R0 to R11; multi-family; natural gas | 0
Gas | Heat Room Gas | LIW: Insulation - Wall - R0 to R11 - MF - TG | Wall insulation: R0 to R11; multi-family; natural gas | 0
Gas | Heat Central Gas Boiler | Insulation - Wall - R0 to R11 - MH | Wall insulation: R0 to R11; mobile home; natural gas | 0
Gas | Heat Central Gas Furnace | Insulation - Wall - R0 to R11 - MH | Wall insulation: R0 to R11; mobile home; natural gas | 0
Gas | Heat Room Gas | Insulation - Wall - R0 to R11 - MH | Wall insulation: R0 to R11; mobile home; natural gas | 0
Gas | Heat Central Gas Boiler | LIW: Insulation - Wall - R0 to R11 - MH - TG | Wall insulation: R0 to R11; mobile home; natural gas | 0
Gas | Heat Central Gas Furnace | LIW: Insulation - Wall - R0 to R11 - MH - TG | Wall insulation: R0 to R11; mobile home; natural gas | 0
Gas | Heat Room Gas | LIW: Insulation - Wall - R0 to R11 - MH - TG | Wall insulation: R0 to R11; mobile home; natural gas | 0
Gas | Heat Central Gas Boiler | LIW: Insulation - Wall - R0 to R11 - SF - TG | Wall insulation: R0 to R11; single family; natural gas | 0
Gas | Heat Central Gas Furnace | LIW: Insulation - Wall - R0 to R11 - SF - TG | Wall insulation: R0 to R11; single family; natural gas | 0
Gas | Heat Room Gas | LIW: Insulation - Wall - R0 to R11 - SF - TG | Wall insulation: R0 to R11; single family; natural gas | 0
Gas | Heat Central Gas Boiler | LIW: Insulation - Attic - R0 to R30 - MH - TG | Attic insulation: R0 to R30; mobile home; natural gas | 0
Gas | Heat Central Gas Furnace | LIW: Insulation - Attic - R0 to R30 - MH - TG | Attic insulation: R0 to R30; mobile home; natural gas | 0
Gas | Heat Room Gas | LIW: Insulation - Attic - R0 to R30 - MH - TG | Attic insulation: R0 to R30; mobile home; natural gas | 0
Gas | Heat Central Gas Boiler | LIW: Insulation - Attic - R0 to R38 - MF - TG | Attic insulation: R0 to R38; multi-family; natural gas | 0
Gas | Heat Central Gas Furnace | LIW: Insulation - Attic - R0 to R38 - MF - TG | Attic insulation: R0 to R38; multi-family; natural gas | 0
Gas | Heat Room Gas | LIW: Insulation - Attic - R0 to R38 - MF - TG | Attic insulation: R0 to R38; multi-family; natural gas | 0
Gas | Water Heat LE 55 Gal | LIW: Insulation - Water Heater Pipe - MF - TG | Water heater pipe insulation: multi-family; natural gas | 0
Gas | Water Heat GT 55 Gal | LIW: Insulation - Water Heater Pipe - MF - TG | Water heater pipe insulation: multi-family; natural gas | 0
Gas | Water Heat LE 55 Gal | LIW: Insulation - Water Heater Pipe - MH - TG | Water heater pipe insulation: mobile home; natural gas | 0
Gas | Water Heat GT 55 Gal | LIW: Insulation - Water Heater Pipe - MH - TG | Water heater pipe insulation: mobile home; natural gas | 0
Gas | Water Heat LE 55 Gal | LIW: Insulation - Water Heater Pipe - SF - TG | Water heater pipe insulation: single family; natural gas | 0
Gas | Water Heat GT 55 Gal | LIW: Insulation - Water Heater Pipe - SF - TG | Water heater pipe insulation: single family; natural gas | 0
Gas | Heat Central Gas Boiler | LIW: Insulation - Attic - R0 to R49 - MF - TG | Attic insulation: R0 to R49; multi-family; natural gas | 0
Gas | Heat Central Gas Furnace | LIW: Insulation - Attic - R0 to R49 - MF - TG | Attic insulation: R0 to R49; multi-family; natural gas | 0
Gas | Heat Room Gas | LIW: Insulation - Attic - R0 to R49 - MF - TG | Attic insulation: R0 to R49; multi-family; natural gas | 0
Gas | Heat Central Gas Boiler | LIW: Insulation - Attic - R0 to R49 - SF - TG | Attic insulation: R0 to R49; single family; natural gas | 0
Gas | Heat Central Gas Furnace | LIW: Insulation - Attic - R0 to R49 - SF - TG | Attic insulation: R0 to R49; single family; natural gas | 0
Gas | Heat Room Gas | LIW: Insulation - Attic - R0 to R49 - SF - TG | Attic insulation: R0 to R49; single family; natural gas | 0
Gas | Heat Central Gas Boiler | LIW: Insulation - Attic - R11 to R49 - SF - TG | Attic insulation: R11 to R49; single family; natural gas | 0
Gas | Heat Central Gas Furnace | LIW: Insulation - Attic - R11 to R49 - SF - TG | Attic insulation: R11 to R49; single family; natural gas | 0
Gas | Heat Room Gas | LIW: Insulation - Attic - R11 to R49 - SF - TG | Attic insulation: R11 to R49; single family; natural gas | 0
Gas | Heat Central Gas Boiler | SFWX: Insulation - Attic - R0 to R49 - NG | Attic Insulation: R0 to R49; home heated with natural gas | 0
Gas | Heat Central Gas Furnace | SFWX: Insulation - Attic - R0 to R49 - NG | Attic Insulation: R0 to R49; home heated with natural gas | 0
Gas | Heat Room Gas | SFWX: Insulation - Attic - R0 to R49 - NG | Attic Insulation: R0 to R49; home heated with natural gas | 0
Gas | Heat Central Gas Boiler | SFWX: Insulation - Attic - R11 to R49 - NG | Attic Insulation: R11 to R49; home heated with natural gas | 0
Gas | Heat Central Gas Furnace | SFWX: Insulation - Attic - R11 to R49 - NG | Attic Insulation: R11 to R49; home heated with natural gas | 0
Gas | Heat Room Gas | SFWX: Insulation - Attic - R11 to R49 - NG | Attic Insulation: R11 to R49; home heated with natural gas | 0
Gas | Heat Central Gas Boiler | SFWX: Insulation - Floor - R0 to R22 - NG - MH | Floor Insulation: R0 to R22; manufactured home heated with natural gas | 0
Gas | Heat Central Gas Furnace | SFWX: Insulation - Floor - R0 to R22 - NG - MH | Floor Insulation: R0 to R22; manufactured home heated with natural gas | 0
Gas | Heat Room Gas | SFWX: Insulation - Floor - R0 to R22 - NG - MH | Floor Insulation: R0 to R22; manufactured home heated with natural gas | 0
Gas | Heat Central Gas Boiler | LIW: Insulation - Floor - R11 to R22 - MH - TE | Floor Insulation: R11 to R22; manufactured home heated with natural gas | 0
Gas | Heat Central Gas Furnace | LIW: Insulation - Floor - R11 to R22 - MH - TE | Floor Insulation: R11 to R22; manufactured home heated with natural gas | 0
Gas | Heat Room Gas | LIW: Insulation - Floor - R11 to R22 - MH - TE | Floor Insulation: R11 to R22; manufactured home heated with natural gas | 0
Gas | Heat Central Gas Boiler | SFWX: Insulation - Floor - R0 to R30 - NG | Floor Insulation: R0 to R30; home heated with natural gas | 0
Gas | Heat Central Gas Furnace | SFWX: Insulation - Floor - R0 to R30 - NG | Floor Insulation: R0 to R30; home heated with natural gas | 0
Gas | Heat Room Gas | SFWX: Insulation - Floor - R0 to R30 - NG | Floor Insulation: R0 to R30; home heated with natural gas | 0
Gas | Heat Central Gas Boiler | SFWX: Insulation - Wall - R0 to R13 - NG | Wall insulation: R0 to R13: home heated with natural gas | 0
Gas | Heat Central Gas Furnace | SFWX: Insulation - Wall - R0 to R13 - NG | Wall insulation: R0 to R13: home heated with natural gas | 0
Gas | Heat Room Gas | SFWX: Insulation - Wall - R0 to R13 - NG | Wall insulation: R0 to R13: home heated with natural gas | 0
Gas | Heat Central Gas Boiler | Insulation - Attic - R0 to R38 - NG | Attic insulation: R0 to R38; natural gas heating | 0
Gas | Heat Central Gas Furnace | Insulation - Attic - R0 to R38 - NG | Attic insulation: R0 to R38; natural gas heating | 0
Gas | Heat Room Gas | Insulation - Attic - R0 to R38 - NG | Attic insulation: R0 to R38; natural gas heating | 0
Gas | Heat Central Gas Boiler | Insulation - Attic - R11 to R38 - NG | Attic insulation: R11 to R38; natural gas heating | 0
Gas | Heat Central Gas Furnace | Insulation - Attic - R11 to R38 - NG | Attic insulation: R11 to R38; natural gas heating | 0
Gas | Heat Room Gas | Insulation - Attic - R11 to R38 - NG | Attic insulation: R11 to R38; natural gas heating | 0
Gas | Heat Central Gas Boiler | MFRFT: Insulation - Floor - R0 to R30 - NG | Floor insulation: R0 to R30; natural gas heating | 0
Gas | Heat Central Gas Furnace | MFRFT: Insulation - Floor - R0 to R30 - NG | Floor insulation: R0 to R30; natural gas heating | 0
Gas | Heat Room Gas | MFRFT: Insulation - Floor - R0 to R30 - NG | Floor insulation: R0 to R30; natural gas heating | 0
Gas | Heat Central Gas Boiler | MFRFT: Insulation - Wall - R0 to R11 - NG | Wall insulation: R0 to R11; natural gas heating | 0
Gas | Heat Central Gas Furnace | MFRFT: Insulation - Wall - R0 to R11 - NG | Wall insulation: R0 to R11; natural gas heating | 0
Gas | Heat Room Gas | MFRFT: Insulation - Wall - R0 to R11 - NG | Wall insulation: R0 to R11; natural gas heating | 0
Gas | Heat Central Gas Boiler | LIW: Insulation - Attic - R0 to R22 - MH - TG | Attic insulation: R0 to R22; mobile home; gas | 0
Gas | Heat Central Gas Furnace | LIW: Insulation - Attic - R0 to R22 - MH - TG | Attic insulation: R0 to R22; mobile home; gas | 0
Gas | Heat Room Gas | LIW: Insulation - Attic - R0 to R22 - MH - TG | Attic insulation: R0 to R22; mobile home; gas | 0
Gas | Heat Central Gas Boiler | Insulation - Attic - R0 to R22 - NG - MH - Pre HUD | Attic insulation: R0 to R22; Pre-HUD manufactured home heated with natural gas | 0
Gas | Heat Central Gas Furnace | Insulation - Attic - R0 to R22 - NG - MH - Pre HUD | Attic insulation: R0 to R22; Pre-HUD manufactured home heated with natural gas | 0
Gas | Heat Room Gas | Insulation - Attic - R0 to R22 - NG - MH - Pre HUD | Attic insulation: R0 to R22; Pre-HUD manufactured home heated with natural gas | 0
Gas | Heat Central Gas Boiler | Insulation - Attic - R0 to R30 - NG - MH - HUD | Attic insulation: R0 to R30; HUD manufactured home heated with natural gas | 0
Gas | Heat Central Gas Furnace | Insulation - Attic - R0 to R30 - NG - MH - HUD | Attic insulation: R0 to R30; HUD manufactured home heated with natural gas | 0
Gas | Heat Room Gas | Insulation - Attic - R0 to R30 - NG - MH - HUD | Attic insulation: R0 to R30; HUD manufactured home heated with natural gas | 0
Gas | Heat Central Gas Boiler | Insulation - Floor - R11 to R30 - GH - MF | R11 to R30 floor insulation: multi-family dwelling heated with natural gas | 0
Gas | Heat Central Gas Furnace | Insulation - Floor - R11 to R30 - GH - MF | R11 to R30 floor insulation: multi-family dwelling heated with natural gas | 0
Gas | Heat Room Gas | Insulation - Floor - R11 to R30 - GH - MF | R11 to R30 floor insulation: multi-family dwelling heated with natural gas | 0
Gas | Heat Central Gas Boiler | LIW: Insulation - Floor - R11 to R30 - GH - MF | R11 to R30 floor insulation: multi-family dwelling heated with natural gas | 0
Gas | Heat Central Gas Furnace | LIW: Insulation - Floor - R11 to R30 - GH - MF | R11 to R30 floor insulation: multi-family dwelling heated with natural gas | 0
Gas | Heat Room Gas | LIW: Insulation - Floor - R11 to R30 - GH - MF | R11 to R30 floor insulation: multi-family dwelling heated with natural gas | 0
Gas | Heat Central Gas Boiler | Insulation - Attic - R0 to R49 - GH - MF | R0 to R49 attic insulation: multi-family dwelling heated with natural gas | 0
Gas | Heat Central Gas Furnace | Insulation - Attic - R0 to R49 - GH - MF | R0 to R49 attic insulation: multi-family dwelling heated with natural gas | 0
Gas | Heat Room Gas | Insulation - Attic - R0 to R49 - GH - MF | R0 to R49 attic insulation: multi-family dwelling heated with natural gas | 0
Gas | Heat Central Gas Boiler | Insulation - Attic - R19 to R49 - GH - MF | R19 to R49 attic insulation: multi-family dwelling heated with natural gas | 0
Gas | Heat Central Gas Furnace | Insulation - Attic - R19 to R49 - GH - MF | R19 to R49 attic insulation: multi-family dwelling heated with natural gas | 0
Gas | Heat Room Gas | Insulation - Attic - R19 to R49 - GH - MF | R19 to R49 attic insulation: multi-family dwelling heated with natural gas | 0
Gas | Heat Central Gas Boiler | LIW: Insulation - Attic - R19 to R49 - GH - MF | R19 to R49 attic insulation: multi-family dwelling heated with natural gas | 0
Gas | Heat Central Gas Furnace | LIW: Insulation - Attic - R19 to R49 - GH - MF | R19 to R49 attic insulation: multi-family dwelling heated with natural gas | 0
Gas | Heat Room Gas | LIW: Insulation - Attic - R19 to R49 - GH - MF | R19 to R49 attic insulation: multi-family dwelling heated with natural gas | 0
Gas | Heat Central Gas Boiler | LIW: Thermostat - ESS - MF - TG | Energy star smart thermostat: multi-family; gas | 0
Gas | Heat Central Gas Furnace | LIW: Thermostat - ESS - MF - TG | Energy star smart thermostat: multi-family; gas | 0
Gas | Heat Central Gas Boiler | LIW: Thermostat - ESS - MH - TG | Energy star smart thermostat: mobile home; gas | 0
Gas | Heat Central Gas Furnace | LIW: Thermostat - ESS - MH - TG | Energy star smart thermostat: mobile home; gas | 0
Gas | Heat Central Gas Boiler | LIW: Thermostat - ESS - SF - TG | Energy star smart thermostat: single family; gas | 0
Gas | Heat Central Gas Furnace | LIW: Thermostat - ESS - SF - TG | Energy star smart thermostat: single family; gas | 0
Gas | Heat Central Gas Boiler | Thermostat - Smart - GH - Res | Smart thermostat: home heated with natural gas | 0
Gas | Heat Central Gas Furnace | Thermostat - Smart - GH - Res | Smart thermostat: home heated with natural gas | 0
Gas | Heat Central Gas Boiler | SFWIN: Windows - Single Pane - to U30 - NG | Single pane windows: U-factor up to 0.30; home heated with natural gas | 0
Gas | Heat Central Gas Furnace | SFWIN: Windows - Single Pane - to U30 - NG | Single pane windows: U-factor up to 0.30; home heated with natural gas | 0
Gas | Heat Room Gas | SFWIN: Windows - Single Pane - to U30 - NG | Single pane windows: U-factor up to 0.30; home heated with natural gas | 0
Gas | Heat Central Gas Boiler | SFWIN: Windows - Single Pane - to U30 - NG - MH | Single pane windows: U-factor up to 0.30; manufactured home heated with natural gas | 0
Gas | Heat Central Gas Furnace | SFWIN: Windows - Single Pane - to U30 - NG - MH | Single pane windows: U-factor up to 0.30; manufactured home heated with natural gas | 0
Gas | Heat Room Gas | SFWIN: Windows - Single Pane - to U30 - NG - MH | Single pane windows: U-factor up to 0.30; manufactured home heated with natural gas | 0
Gas | Heat Central Gas Boiler | LIW: Windows - Single Pane - to U30 - NG - MH | Single pane windows: U-factor up to 0.30; manufactured home heated with natural gas | 0
Gas | Heat Central Gas Furnace | LIW: Windows - Single Pane - to U30 - NG - MH | Single pane windows: U-factor up to 0.30; manufactured home heated with natural gas | 0
Gas | Heat Room Gas | LIW: Windows - Single Pane - to U30 - NG - MH | Single pane windows: U-factor up to 0.30; manufactured home heated with natural gas | 0
Gas | Heat Central Gas Boiler | Windows - Double Pane - Metal Frame - to U30 - NG - MH | Double pane metal-framed windows: U-factor up to 0.30; manufactured home heated with natural gas | 0
Gas | Heat Central Gas Furnace | Windows - Double Pane - Metal Frame - to U30 - NG - MH | Double pane metal-framed windows: U-factor up to 0.30; manufactured home heated with natural gas | 0
Gas | Heat Room Gas | Windows - Double Pane - Metal Frame - to U30 - NG - MH | Double pane metal-framed windows: U-factor up to 0.30; manufactured home heated with natural gas | 0
Gas | Heat Central Gas Boiler | LIW: Windows - Double Pane - Metal Frame - to U30 - NG - MH | Double pane metal-framed windows: U-factor up to 0.30; manufactured home heated with natural gas | 0
Gas | Heat Central Gas Furnace | LIW: Windows - Double Pane - Metal Frame - to U30 - NG - MH | Double pane metal-framed windows: U-factor up to 0.30; manufactured home heated with natural gas | 0
Gas | Heat Room Gas | LIW: Windows - Double Pane - Metal Frame - to U30 - NG - MH | Double pane metal-framed windows: U-factor up to 0.30; manufactured home heated with natural gas | 0
Gas | Heat Central Gas Boiler | LIW: Windows - SP to DP - SF - TG | Double pane windows: upgrade from single pane; single family dwelling heated with natural gas; low income customer | 0
Gas | Heat Central Gas Furnace | LIW: Windows - SP to DP - SF - TG | Double pane windows: upgrade from single pane; single family dwelling heated with natural gas; low income customer | 0
Gas | Heat Room Gas | LIW: Windows - SP to DP - SF - TG | Double pane windows: upgrade from single pane; single family dwelling heated with natural gas; low income customer | 0
Gas | Heat Central Gas Boiler | Windows - Double Pane - U30 - from SP U120 - GH - MF | Double pane windows: U-factor 0.30; from 1.20 single pane; multi-family dwelling heated with natural gas | 0
Gas | Heat Central Gas Furnace | Windows - Double Pane - U30 - from SP U120 - GH - MF | Double pane windows: U-factor 0.30; from 1.20 single pane; multi-family dwelling heated with natural gas | 0
Gas | Heat Room Gas | Windows - Double Pane - U30 - from SP U120 - GH - MF | Double pane windows: U-factor 0.30; from 1.20 single pane; multi-family dwelling heated with natural gas | 0
Gas | Heat Central Gas Boiler | Windows - Single Pane - to U30 - GH - SF or DX - MI | Single pane windows: U-factor up to 0.30; single family or duplex dwelling heated with natural gas; moderate income customer | 0
Gas | Heat Central Gas Furnace | Windows - Single Pane - to U30 - GH - SF or DX - MI | Single pane windows: U-factor up to 0.30; single family or duplex dwelling heated with natural gas; moderate income customer | 0
Gas | Heat Room Gas | Windows - Single Pane - to U30 - GH - SF or DX - MI | Single pane windows: U-factor up to 0.30; single family or duplex dwelling heated with natural gas; moderate income customer | 0
Gas | Heat Central Gas Boiler | Windows - Double Pane - from U60 to U30 - GH - MF | Double pane windows: U-factor from 0.60 to 0.30; multi-family dwelling heated with natural gas | 0
Gas | Heat Central Gas Furnace | Windows - Double Pane - from U60 to U30 - GH - MF | Double pane windows: U-factor from 0.60 to 0.30; multi-family dwelling heated with natural gas | 0
Gas | Heat Room Gas | Windows - Double Pane - from U60 to U30 - GH - MF | Double pane windows: U-factor from 0.60 to 0.30; multi-family dwelling heated with natural gas | 0
Gas | Heat Central Gas Boiler | Windows - Triple Pane - U22 - from DP U30 - GH - MF | Triple pane windows: U-factor 0.22; from 0.30 double pane; multi-family dwelling heated with natural gas | 0
Gas | Heat Central Gas Furnace | Windows - Triple Pane - U22 - from DP U30 - GH - MF | Triple pane windows: U-factor 0.22; from 0.30 double pane; multi-family dwelling heated with natural gas | 0
Gas | Heat Room Gas | Windows - Triple Pane - U22 - from DP U30 - GH - MF | Triple pane windows: U-factor 0.22; from 0.30 double pane; multi-family dwelling heated with natural gas | 0
Gas | Heat Central Gas Boiler | Windows - Double Pane - from U60 to U30 - GH - MF - MI | Double pane windows: U-factor from 0.60 to 0.30; multi-family dwelling heated with natural gas; moderate income customer | 0
Gas | Heat Central Gas Furnace | Windows - Double Pane - from U60 to U30 - GH - MF - MI | Double pane windows: U-factor from 0.60 to 0.30; multi-family dwelling heated with natural gas; moderate income customer | 0
Gas | Heat Room Gas | Windows - Double Pane - from U60 to U30 - GH - MF - MI | Double pane windows: U-factor from 0.60 to 0.30; multi-family dwelling heated with natural gas; moderate income customer | 0
Gas | Heat Central Gas Boiler | Windows - Double Pane - Metal Frame - to U22 - GH - SF or DX | Double pane metal-framed windows: U-factor up to 0.22; single family or duplex dwelling heated with natural gas | 0
Gas | Heat Central Gas Furnace | Windows - Double Pane - Metal Frame - to U22 - GH - SF or DX | Double pane metal-framed windows: U-factor up to 0.22; single family or duplex dwelling heated with natural gas | 0
Gas | Heat Room Gas | Windows - Double Pane - Metal Frame - to U22 - GH - SF or DX | Double pane metal-framed windows: U-factor up to 0.22; single family or duplex dwelling heated with natural gas | 0
Gas | Heat Central Gas Boiler | Windows - Double Pane - Metal Frame - to U22 - GH - SF or DX - MI | Double pane metal-framed windows: U-factor up to 0.22; single family or duplex dwelling heated with natural gas; moderate income customer | 0
Gas | Heat Central Gas Furnace | Windows - Double Pane - Metal Frame - to U22 - GH - SF or DX - MI | Double pane metal-framed windows: U-factor up to 0.22; single family or duplex dwelling heated with natural gas; moderate income customer | 0
Gas | Heat Room Gas | Windows - Double Pane - Metal Frame - to U22 - GH - SF or DX - MI | Double pane metal-framed windows: U-factor up to 0.22; single family or duplex dwelling heated with natural gas; moderate income customer | 0
Gas | Heat Central Gas Boiler | Windows - Double Pane - U30 - from SP U120 - GH - MF - MI | Double pane windows: U-factor 0.30; from 1.20 single pane; multi-family dwelling heated with natural gas; moderate income customer | 0
Gas | Heat Central Gas Furnace | Windows - Double Pane - U30 - from SP U120 - GH - MF - MI | Double pane windows: U-factor 0.30; from 1.20 single pane; multi-family dwelling heated with natural gas; moderate income customer | 0
Gas | Heat Room Gas | Windows - Double Pane - U30 - from SP U120 - GH - MF - MI | Double pane windows: U-factor 0.30; from 1.20 single pane; multi-family dwelling heated with natural gas; moderate income customer | 0
Gas | Heat Central Gas Boiler | Windows - Single Pane - to U22 - GH - SF or DX | Single pane windows: U-factor up to 0.22; single family or duplex dwelling heated with natural gas | 0
Gas | Heat Central Gas Furnace | Windows - Single Pane - to U22 - GH - SF or DX | Single pane windows: U-factor up to 0.22; single family or duplex dwelling heated with natural gas | 0
Gas | Heat Room Gas | Windows - Single Pane - to U22 - GH - SF or DX | Single pane windows: U-factor up to 0.22; single family or duplex dwelling heated with natural gas | 0
Gas | Heat Central Gas Boiler | Windows - Single Pane - to U22 - GH - SF or DX - MI | Single pane windows: U-factor up to 0.22; single family or duplex dwelling heated with natural gas; moderate income customer | 0
Gas | Heat Central Gas Furnace | Windows - Single Pane - to U22 - GH - SF or DX - MI | Single pane windows: U-factor up to 0.22; single family or duplex dwelling heated with natural gas; moderate income customer | 0
Gas | Heat Room Gas | Windows - Single Pane - to U22 - GH - SF or DX - MI | Single pane windows: U-factor up to 0.22; single family or duplex dwelling heated with natural gas; moderate income customer | 0
Gas | Heat Central Gas Boiler | Windows - Triple Pane - U22 - from DP U30 - GH - MF - MI | Triple pane windows: U-factor 0.22; from 0.30 double pane; multi-family dwelling heated with natural gas; moderate income customer | 0
Gas | Heat Central Gas Furnace | Windows - Triple Pane - U22 - from DP U30 - GH - MF - MI | Triple pane windows: U-factor 0.22; from 0.30 double pane; multi-family dwelling heated with natural gas; moderate income customer | 0
Gas | Heat Room Gas | Windows - Triple Pane - U22 - from DP U30 - GH - MF - MI | Triple pane windows: U-factor 0.22; from 0.30 double pane; multi-family dwelling heated with natural gas; moderate income customer | 0
Gas | Heat Central Gas Boiler | Windows - Triple Pane - U22 - from DP U60 - GH - MF - MI | Triple pane windows: U-factor 0.22; from 0.60 double pane; multi-family dwelling heated with natural gas; moderate income customer | 0
Gas | Heat Central Gas Furnace | Windows - Triple Pane - U22 - from DP U60 - GH - MF - MI | Triple pane windows: U-factor 0.22; from 0.60 double pane; multi-family dwelling heated with natural gas; moderate income customer | 0
Gas | Heat Room Gas | Windows - Triple Pane - U22 - from DP U60 - GH - MF - MI | Triple pane windows: U-factor 0.22; from 0.60 double pane; multi-family dwelling heated with natural gas; moderate income customer | 0
Gas | Heat Central Gas Boiler | Windows - Triple Pane - U22 - from SP U120 - GH - MF - MI | Triple pane windows: U-factor 0.22; from 1.20 single pane; multi-family dwelling heated with natural gas; moderate income customer | 0
Gas | Heat Central Gas Furnace | Windows - Triple Pane - U22 - from SP U120 - GH - MF - MI | Triple pane windows: U-factor 0.22; from 1.20 single pane; multi-family dwelling heated with natural gas; moderate income customer | 0
Gas | Heat Room Gas | Windows - Triple Pane - U22 - from SP U120 - GH - MF - MI | Triple pane windows: U-factor 0.22; from 1.20 single pane; multi-family dwelling heated with natural gas; moderate income customer | 0
Gas | Water Heat LE 55 Gal | Tub Spout - DI - GWH - MF | Tub spout: direct install in multi-family dwelling with natural gas water heating | 0
Gas | Water Heat GT 55 Gal | Tub Spout - DI - GWH - MF | Tub spout: direct install in multi-family dwelling with natural gas water heating | 0
Gas | Water Heat LE 55 Gal | Tub Spout | Tub spout: direct install in multi-family dwelling with natural gas water heating | 0
Gas | Water Heat GT 55 Gal | Tub Spout | Tub spout: direct install in multi-family dwelling with natural gas water heating | 0
Gas | Heat Central Gas Boiler | LIW: Integrated Space and Water Heating - MF - TG | Integrated space and water heating system: multi-family; natural gas | 0
Gas | Water Heat LE 55 Gal | LIW: Integrated Space and Water Heating - MF - TG | Integrated space and water heating system: multi-family; natural gas | 0
Gas | Water Heat GT 55 Gal | LIW: Integrated Space and Water Heating - MF - TG | Integrated space and water heating system: multi-family; natural gas | 0
Gas | Heat Central Gas Boiler | LIW: Integrated Space and Water Heating - SF - TG | Integrated space and water heating system: single family; natural gas | 0
Gas | Water Heat LE 55 Gal | LIW: Integrated Space and Water Heating - SF - TG | Integrated space and water heating system: single family; natural gas | 0
Gas | Water Heat GT 55 Gal | LIW: Integrated Space and Water Heating - SF - TG | Integrated space and water heating system: single family; natural gas | 0
Gas | Heat Central Gas Boiler | Integrated Heating System - Space and Water - GH - Res | Integrated space and water heating system: residential dwelling with natural gas | 0
Gas | Water Heat LE 55 Gal | Integrated Heating System - Space and Water - GH - Res | Integrated space and water heating system: residential dwelling with natural gas | 0
Gas | Water Heat GT 55 Gal | Integrated Heating System - Space and Water - GH - Res | Integrated space and water heating system: residential dwelling with natural gas | 0
Electric | Cool Central | Sealing - Air - Attic - EH - SF or DX | Attic air sealing: single family or duplex dwelling heated with electricity | 0
Electric | Cool Central | SFWX: Sealing - Duct - AC | Duct sealing: home heated with heat pump | 0
Electric | Cool Central | Sealing - Duct - AC - MH | Duct sealing: manufactured home heated with electricity | 0
Electric | Cool Central | LIW: Sealing - Duct - MH - AC | Duct sealing: mobile home; electric | 0
Electric | Cool Central | LIW: Sealing - Duct - SF - AC | Duct sealing: single family; electric | 0
Electric | Cool Central | LIW: Sealing - Air - Prescriptive - SF -TE | Shell sealing: single family prescriptive; electric | 0
Electric | Cool Central | Sealing - Air - Prescriptive - MH | Shell sealing: mobile home prescriptive; electric | 0
Electric | Cool Central | LIW: Sealing - Air - Prescriptive - MH -TE | Shell sealing: mobile home prescriptive; electric | 0
Electric | Cool Central | Sealing - Air - Package - MF | Air sealing package: multi-family; electric (duplicates the SIR measure) | 0
Electric | Cool Central | LIW: Sealing - Air - Package - MF - TE | Air sealing package: multi-family; electric (duplicates the SIR measure) | 0
Electric | Cool Central | Insulation - Duct - R0 to R11 - MF - AC | Duct insulation: R0 to R11; multi-family; electric | 0
Electric | Cool Central | LIW: Insulation - Duct - R0 to R11 - MF - AC | Duct insulation: R0 to R11; multi-family; electric | 0
Electric | Cool Central | Insulation - Duct - R0 to R11 - SF - AC | Duct insulation: R0 to R11; single family; electric | 0
Electric | Cool Central | LIW: Insulation - Duct - R0 to R11 - SF - AC | Duct insulation: R0 to R11; single family; electric | 0
Electric | Cool Central | LIW: Insulation - Floor - R0 to R22 - MH - TE | Floor insulation: R0 to R22; mobile home; electric | 0
Electric | Cool Central | LIW: Insulation - Floor - R0 to R30 - MF - TE | Floor insulation: R0 to R30; multi-family; electric | 0
Electric | Cool Central | LIW: Insulation - Floor - R0 to R30 - SF - TE | Floor insulation: R0 to R30; single family; electric | 0
Electric | Cool Central | Insulation - Floor - R11 to R22 - MH | Floor insulation: R11 to R22; mobile home; electric | 0
Electric | Cool Central | LIW: Insulation - Floor - R11 to R22 - MH - TE | Floor insulation: R11 to R22; mobile home; electric | 0
Electric | Cool Central | LIW: Insulation - Floor - R11 to R30 - MF - TE | Floor insulation: R11 to R30; multi-family; electric | 0
Electric | Cool Central | LIW: Insulation - Wall - R0 to R11 - MF - TE | Wall insulation: R0 to R11; multi-family; electric | 0
Electric | Cool Central | Insulation - Wall - R0 to R11 - MH | Wall insulation: R0 to R11; mobile home; electric | 0
Electric | Cool Central | LIW: Insulation - Wall - R0 to R11 - MH - TE | Wall insulation: R0 to R11; mobile home; electric | 0
Electric | Cool Central | LIW: Insulation - Wall - R0 to R11 - SF - TE | Wall insulation: R0 to R11; single family; electric | 0
Electric | Cool Central | LIW: Insulation - Attic - R0 to R30 - MH - TE | Attic insulation: R0 to R30; mobile home; electric | 0
Electric | Cool Central | LIW: Insulation - Attic - R0 to R38 - MF - TE | Attic insulation: R0 to R38; multi-family; electric | 0
Electric | Cool Central | LIW: Insulation - Attic - R11 to R38 - MF - TE | Attic insulation: R11 to R38; multi-family; electric | 0
Electric | Cool Central | LIW: Insulation - Attic - R0 to R49 - MF - TE | Attic insulation: R0 to R49; multi-family; electric | 0
Electric | Cool Central | LIW: Insulation - Attic - R0 to R49 - SF - TE | Attic insulation: R0 to R49; single family; electric | 0
Electric | Cool Central | LIW: Insulation - Attic - R11 to R49 - SF - TE | Attic insulation: R11 to R49; single family; electric | 0
Electric | Cool Central | LIW: Insulation - Attic - R19 to R49 - MF - TE | Attic insulation: R19 to R49; multi-family; electric | 0
Electric | Cool Central | SFWX: Insulation - Attic - R0 to R49 - HP | Attic Insulation: R0 to R49; home heated with heat pump | 0
Electric | Cool Central | SFWX: Insulation - Attic - R11 to R49 - HP | Attic Insulation: R11 to R49; home heated with heat pump | 0
Electric | Cool Central | SFWX: Insulation - Floor - R0 to R22 - AC - MH | Floor Insulation: R0 to R22; manufactured home heated with heat pump | 0
Electric | Cool Central | SFWX: Insulation - Floor - R0 to R30 - HP | Floor Insulation: R0 to R30; home heated with heat pump | 0
Electric | Cool Central | SFWX: Insulation - Wall - R0 to R13 - HP | Wall insulation: R0 to R13: home heated with heat pump | 0
Electric | Cool Central | Insulation - Attic - R0 to R38 - E | Attic insulation: R0 to R38; electric heating | 0
Electric | Cool Central | Insulation - Attic - R11 to R38 - E | Attic insulation: R11 to R38; electric heating | 0
Electric | Cool Central | MFRFT: Insulation - Floor - R0 to R30 - E | Floor insulation: R0 to R30; electric heating | 0
Electric | Cool Central | MFRFT: Insulation - Floor - R11 to R30 - E | Floor insulation: R11 to R30; electric heating | 0
Electric | Cool Central | MFRFT: Insulation - Wall - R0 to R11 - E | Wall insulation: R0 to R11; electric heating | 0
Electric | Cool Central | LIW: Insulation - Attic - R0 to R22 - MH - TE | Attic insulation: R0 to R22: mobile home; electric | 0
Electric | Cool Central | Insulation - Attic - R0 to R22 - AC - MH - Pre HUD | Attic insulation: R0 to R22; Pre-HUD manufactured home heated with heat pump | 0
Electric | Cool Central | Insulation - Attic - R0 to R30 - AC - MH - HUD | Attic insulation: R0 to R30; HUD manufactured home heated with heat pump | 0
Electric | Cool Central | Insulation - Attic - R0 to R49 - AC - MF | R0 to R49 attic insulation: multi-family dwelling heated with electricity | 0
Electric | Cool Central | Insulation - Attic - R19 to R49 - AC - MF | R19 to R49 attic insulation: multi-family dwelling heated with electricity | 0
Electric | Cool Central | LIW: Thermostat - ESS - MF - TE | Energy star smart thermostat: multi-family; electric | 0
Electric | Cool Central | LIW: Thermostat - ESS - MH - TE | Energy star smart thermostat: mobile home; electric | 0
Electric | Cool Central | LIW: Thermostat - ESS - SF - TE | Energy star smart thermostat: single family; electric | 0
Electric | Cool Central | Thermostat - Smart - EH - Res | Smart thermostat: home heated with electricity | 0
Electric | Cool Central | LIW: Windows - DP to DP - MF - TE | Double pane windows: from double pane; multi-family; electric | 0
Electric | Cool Central | LIW: Windows - DP to DP - SF - TE | Double pane windows: from double pane; single family; electric | 0
Electric | Cool Central | LIW: Windows - SP to DP - MF - TE | Double pane windows: from single pane; multi-family; electric | 0
Electric | Cool Central | LIW: Windows - SP to DP - SF - TE | Double pane windows: from single pane; single family; electric | 0
Electric | Cool Central | SFWIN: Windows - Single Pane - to U30 - HP | Single pane windows: U-factor up to 0.30; home heated with heat pump | 0
Electric | Cool Central | Windows - Double Pane - Metal Frame - to U30 - AC - MH | Double pane metal-framed windows: U-factor up to 0.30; manufactured home heated with heat pump | 0
Electric | Cool Central | LIW: Windows - Double Pane - Metal Frame - to U30 - AC - MH | Double pane metal-framed windows: U-factor up to 0.30; manufactured home heated with heat pump | 0
Electric | Cool Central | Windows - Double Pane - from U60 to U30 - AC - MF | Double pane windows: U-factor from 0.60 to 0.30; multi-family dwelling heated with electricity | 0
Electric | Cool Central | Windows - Double Pane - U30 - from SP U120 - AC - MF | Double pane windows: U-factor 0.30; from 1.20 single pane; multi-family dwelling heated with electricity | 0
Electric | Cool Central | Windows - Single Pane - to U30 - AC - MH | Single pane windows: U-factor up to 0.30; manufactured home with heat pump | 0
Electric | Cool Central | LIW: Windows - Single Pane - to U30 - AC - MH | Single pane windows: U-factor up to 0.30; manufactured home with heat pump | 0
Electric | Cool Central | Windows - Single Pane - to U30 - HP - SF or DX - MI | Single pane windows: U-factor up to 0.30; single family or duplex dwelling with heat pump; moderate income customer | 0
Electric | Cool Central | Windows - Triple Pane - U22 - from DP U30 - AC - MF | Triple pane windows: U-factor 0.22; from 0.30 double pane; multi-family dwelling heated with electricity | 0
Electric | Cool Central | Windows - Double Pane - from U60 to U30 - EH - MF - MI | Double pane windows: U-factor from 0.60 to 0.30; multi-family dwelling heated with electricity; moderate income customer | 0
Electric | Cool Central | Windows - Double Pane - Metal Frame - to U22 - HP - SF or DX | Double pane metal-framed windows: U-factor up to 0.22; single family or duplex dwelling with heat pump | 0
Electric | Cool Central | Windows - Double Pane - Metal Frame - to U22 - HP - SF or DX - MI | Double pane metal-framed windows: U-factor up to 0.22; single family or duplex dwelling with heat pump; moderate income customer | 0
Electric | Cool Central | Windows - Double Pane - U30 - from SP U120 - EH - MF - MI | Double pane windows: U-factor 0.30; from 1.20 single pane; multi-family dwelling heated with electricity; moderate income customer | 0
Electric | Cool Central | Windows - Single Pane - to U22 - HP - SF or DX | Single pane windows: U-factor up to 0.22; single family or duplex dwelling with heat pump | 0
Electric | Cool Central | Windows - Single Pane - to U22 - HP - SF or DX - MI | Single pane windows: U-factor up to 0.22; single family or duplex dwelling with heat pump; moderate income customer | 0
Electric | Cool Central | Windows - Triple Pane - U22 - from DP U30 - EH - MF - MI | Triple pane windows: U-factor 0.22; from 0.30 double pane; multi-family dwelling heated with electricity; moderate income customer | 0
Electric | Cool Central | Windows - Triple Pane - U22 - from DP U60 - EH - MF - MI | Triple pane windows: U-factor 0.22; from 0.60 double pane; multi-family dwelling heated with electricity; moderate income customer | 0
Electric | Cool Central | Windows - Triple Pane - U22 - from SP U120 - EH - MF - MI | Triple pane windows: U-factor 0.22; from 1.20 single pane; multi-family dwelling heated with electricity; moderate income customer | 0
Electric | Cool Room | Sealing - Air - Attic - EH - SF or DX | Attic air sealing: single family or duplex dwelling heated with electricity | 0
Electric | Cool Room | LIW: Sealing - Air - Prescriptive - SF -TE | Shell sealing: single family prescriptive; electric | 0
Electric | Cool Room | Sealing - Air - Prescriptive - MH | Shell sealing: mobile home prescriptive; electric | 0
Electric | Cool Room | LIW: Sealing - Air - Prescriptive - MH -TE | Shell sealing: mobile home prescriptive; electric | 0
Electric | Cool Room | Sealing - Air - Package - MF | Air sealing package: multi-family; electric (duplicates the SIR measure) | 0
Electric | Cool Room | LIW: Sealing - Air - Package - MF - TE | Air sealing package: multi-family; electric (duplicates the SIR measure) | 0
Electric | Cool Room | LIW: Insulation - Floor - R0 to R22 - MH - TE | Floor insulation: R0 to R22; mobile home; electric | 0
Electric | Cool Room | LIW: Insulation - Floor - R0 to R30 - MF - TE | Floor insulation: R0 to R30; multi-family; electric | 0
Electric | Cool Room | LIW: Insulation - Floor - R0 to R30 - SF - TE | Floor insulation: R0 to R30; single family; electric | 0
Electric | Cool Room | Insulation - Floor - R11 to R22 - MH | Floor insulation: R11 to R22; mobile home; electric | 0
Electric | Cool Room | LIW: Insulation - Floor - R11 to R22 - MH - TE | Floor insulation: R11 to R22; mobile home; electric | 0
Electric | Cool Room | LIW: Insulation - Floor - R11 to R30 - MF - TE | Floor insulation: R11 to R30; multi-family; electric | 0
Electric | Cool Room | LIW: Insulation - Wall - R0 to R11 - MF - TE | Wall insulation: R0 to R11; multi-family; electric | 0
Electric | Cool Room | Insulation - Wall - R0 to R11 - MH | Wall insulation: R0 to R11; mobile home; electric | 0
Electric | Cool Room | LIW: Insulation - Wall - R0 to R11 - MH - TE | Wall insulation: R0 to R11; mobile home; electric | 0
Electric | Cool Room | LIW: Insulation - Wall - R0 to R11 - SF - TE | Wall insulation: R0 to R11; single family; electric | 0
Electric | Cool Room | LIW: Insulation - Attic - R0 to R30 - MH - TE | Attic insulation: R0 to R30; mobile home; electric | 0
Electric | Cool Room | LIW: Insulation - Attic - R0 to R38 - MF - TE | Attic insulation: R0 to R38; multi-family; electric | 0
Electric | Cool Room | LIW: Insulation - Attic - R11 to R38 - MF - TE | Attic insulation: R11 to R38; multi-family; electric | 0
Electric | Cool Room | LIW: Insulation - Attic - R0 to R49 - MF - TE | Attic insulation: R0 to R49; multi-family; electric | 0
Electric | Cool Room | LIW: Insulation - Attic - R0 to R49 - SF - TE | Attic insulation: R0 to R49; single family; electric | 0
Electric | Cool Room | LIW: Insulation - Attic - R11 to R49 - SF - TE | Attic insulation: R11 to R49; single family; electric | 0
Electric | Cool Room | LIW: Insulation - Attic - R19 to R49 - MF - TE | Attic insulation: R19 to R49; multi-family; electric | 0
Electric | Cool Room | SFWX: Insulation - Attic - R0 to R49 - HP | Attic Insulation: R0 to R49; home heated with heat pump | 0
Electric | Cool Room | SFWX: Insulation - Attic - R11 to R49 - HP | Attic Insulation: R11 to R49; home heated with heat pump | 0
Electric | Cool Room | SFWX: Insulation - Floor - R0 to R22 - RAC - MH | Floor Insulation: R0 to R22; manufactured home heated with heat pump | 0
Electric | Cool Room | SFWX: Insulation - Floor - R0 to R30 - HP | Floor Insulation: R0 to R30; home heated with heat pump | 0
Electric | Cool Room | SFWX: Insulation - Wall - R0 to R13 - HP | Wall insulation: R0 to R13: home heated with heat pump | 0
Electric | Cool Room | Insulation - Attic - R0 to R38 - E | Attic insulation: R0 to R38; electric heating | 0
Electric | Cool Room | Insulation - Attic - R11 to R38 - E | Attic insulation: R11 to R38; electric heating | 0
Electric | Cool Room | MFRFT: Insulation - Floor - R0 to R30 - E | Floor insulation: R0 to R30; electric heating | 0
Electric | Cool Room | MFRFT: Insulation - Floor - R11 to R30 - E | Floor insulation: R11 to R30; electric heating | 0
Electric | Cool Room | MFRFT: Insulation - Wall - R0 to R11 - E | Wall insulation: R0 to R11; electric heating | 0
Electric | Cool Room | LIW: Insulation - Attic - R0 to R22 - MH - TE | Attic insulation: R0 to R22: mobile home; electric | 0
Electric | Cool Room | Insulation - Attic - R0 to R22 - RAC - MH - Pre HUD | Attic insulation: R0 to R22; Pre-HUD manufactured home heated with heat pump | 0
Electric | Cool Room | Insulation - Attic - R0 to R30 - RAC - MH - HUD | Attic insulation: R0 to R30; HUD manufactured home heated with heat pump | 0
Electric | Cool Room | Insulation - Attic - R0 to R49 - RAC - MF | R0 to R49 attic insulation: multi-family dwelling heated with electricity | 0
Electric | Cool Room | Insulation - Attic - R19 to R49 - RAC - MF | R19 to R49 attic insulation: multi-family dwelling heated with electricity | 0
Electric | Cool Room | LIW: Thermostat - ESS - MF - TE | Energy star smart thermostat: multi-family; electric | 0
Electric | Cool Room | LIW: Thermostat - ESS - MH - TE | Energy star smart thermostat: mobile home; electric | 0
Electric | Cool Room | LIW: Thermostat - ESS - SF - TE | Energy star smart thermostat: single family; electric | 0
Electric | Cool Room | Thermostat - Smart - EH - Res | Smart thermostat: home heated with electricity | 0
Electric | Cool Room | LIW: Windows - DP to DP - MF - TE | Double pane windows: from double pane; multi-family; electric | 0
Electric | Cool Room | LIW: Windows - DP to DP - SF - TE | Double pane windows: from double pane; single family; electric | 0
Electric | Cool Room | LIW: Windows - SP to DP - MF - TE | Double pane windows: from single pane; multi-family; electric | 0
Electric | Cool Room | LIW: Windows - SP to DP - SF - TE | Double pane windows: from single pane; single family; electric | 0
Electric | Cool Room | SFWIN: Windows - Single Pane - to U30 - HP | Single pane windows: U-factor up to 0.30; home heated with heat pump | 0
Electric | Cool Room | Windows - Double Pane - Metal Frame - to U30 - RAC - MH | Double pane metal-framed windows: U-factor up to 0.30; manufactured home heated with heat pump | 0
Electric | Cool Room | LIW: Windows - Double Pane - Metal Frame - to U30 - RAC - MH | Double pane metal-framed windows: U-factor up to 0.30; manufactured home heated with heat pump | 0
Electric | Cool Room | Windows - Double Pane - from U60 to U30 - RAC - MF | Double pane windows: U-factor from 0.60 to 0.30; multi-family dwelling heated with electricity | 0
Electric | Cool Room | Windows - Double Pane - U30 - from SP U120 - RAC - MF | Double pane windows: U-factor 0.30; from 1.20 single pane; multi-family dwelling heated with electricity | 0
Electric | Cool Room | Windows - Single Pane - to U30 - RAC - MH | Single pane windows: U-factor up to 0.30; manufactured home with heat pump | 0
Electric | Cool Room | LIW: Windows - Single Pane - to U30 - RAC - MH | Single pane windows: U-factor up to 0.30; manufactured home with heat pump | 0
Electric | Cool Room | Windows - Single Pane - to U30 - HP - SF or DX - MI | Single pane windows: U-factor up to 0.30; single family or duplex dwelling with heat pump; moderate income customer | 0
Electric | Cool Room | Windows - Triple Pane - U22 - from DP U30 - RAC - MF | Triple pane windows: U-factor 0.22; from 0.30 double pane; multi-family dwelling heated with electricity | 0
Electric | Cool Room | Windows - Double Pane - from U60 to U30 - EH - MF - MI | Double pane windows: U-factor from 0.60 to 0.30; multi-family dwelling heated with electricity; moderate income customer | 0
Electric | Cool Room | Windows - Double Pane - Metal Frame - to U22 - HP - SF or DX | Double pane metal-framed windows: U-factor up to 0.22; single family or duplex dwelling with heat pump | 0
Electric | Cool Room | Windows - Double Pane - Metal Frame - to U22 - HP - SF or DX - MI | Double pane metal-framed windows: U-factor up to 0.22; single family or duplex dwelling with heat pump; moderate income customer | 0
Electric | Cool Room | Windows - Double Pane - U30 - from SP U120 - EH - MF - MI | Double pane windows: U-factor 0.30; from 1.20 single pane; multi-family dwelling heated with electricity; moderate income customer | 0
Electric | Cool Room | Windows - Single Pane - to U22 - HP - SF or DX | Single pane windows: U-factor up to 0.22; single family or duplex dwelling with heat pump | 0
Electric | Cool Room | Windows - Single Pane - to U22 - HP - SF or DX - MI | Single pane windows: U-factor up to 0.22; single family or duplex dwelling with heat pump; moderate income customer | 0
Electric | Cool Room | Windows - Triple Pane - U22 - from DP U30 - EH - MF - MI | Triple pane windows: U-factor 0.22; from 0.30 double pane; multi-family dwelling heated with electricity; moderate income customer | 0
Electric | Cool Room | Windows - Triple Pane - U22 - from DP U60 - EH - MF - MI | Triple pane windows: U-factor 0.22; from 0.60 double pane; multi-family dwelling heated with electricity; moderate income customer | 0
Electric | Cool Room | Windows - Triple Pane - U22 - from SP U120 - EH - MF - MI | Triple pane windows: U-factor 0.22; from 1.20 single pane; multi-family dwelling heated with electricity; moderate income customer | 0
Electric | Lighting Exterior Standard | Home Energy Reports Electric Single Family - Years 1 and 2 | Home energy reports: 2020, electric | 0
Electric | Lighting Interior Linear Fluorescent | Home Energy Reports Electric Single Family - Years 1 and 2 | Home energy reports: 2020, electric | 0
Electric | Lighting Interior Specialty | Home Energy Reports Electric Single Family - Years 1 and 2 | Home energy reports: 2020, electric | 0
Electric | Lighting Interior Standard | Home Energy Reports Electric Single Family - Years 1 and 2 | Home energy reports: 2020, electric | 0
Electric | Water Heat LE 55 Gal | Home Energy Reports Electric Single Family - Years 1 and 2 | Home energy reports: 2020, electric | 0
Electric | Water Heat GT 55 Gal | Home Energy Reports Electric Single Family - Years 1 and 2 | Home energy reports: 2020, electric | 0
Electric | Lighting Exterior Standard | Home Energy Reports Electric Multifamily - Years 1 and 2 | Home energy reports, Multi-Family, electric | 0
Electric | Lighting Interior Linear Fluorescent | Home Energy Reports Electric Multifamily - Years 1 and 2 | Home energy reports, Multi-Family, electric | 0
Electric | Lighting Interior Specialty | Home Energy Reports Electric Multifamily - Years 1 and 2 | Home energy reports, Multi-Family, electric | 0
Electric | Lighting Interior Standard | Home Energy Reports Electric Multifamily - Years 1 and 2 | Home energy reports, Multi-Family, electric | 0
Electric | Water Heat LE 55 Gal | Home Energy Reports Electric Multifamily - Years 1 and 2 | Home energy reports, Multi-Family, electric | 0
Electric | Water Heat GT 55 Gal | Home Energy Reports Electric Multifamily - Years 1 and 2 | Home energy reports, Multi-Family, electric | 0
Electric | Lighting Exterior Standard | Home Energy Reports Electric Manufactured Homes - Years 1 and 2 | Home energy reports: Manufactured home, electric | 0
Electric | Lighting Interior Linear Fluorescent | Home Energy Reports Electric Manufactured Homes - Years 1 and 2 | Home energy reports: Manufactured home, electric | 0
Electric | Lighting Interior Specialty | Home Energy Reports Electric Manufactured Homes - Years 1 and 2 | Home energy reports: Manufactured home, electric | 0
Electric | Lighting Interior Standard | Home Energy Reports Electric Manufactured Homes - Years 1 and 2 | Home energy reports: Manufactured home, electric | 0
Electric | Water Heat LE 55 Gal | Home Energy Reports Electric Manufactured Homes - Years 1 and 2 | Home energy reports: Manufactured home, electric | 0
Electric | Water Heat GT 55 Gal | Home Energy Reports Electric Manufactured Homes - Years 1 and 2 | Home energy reports: Manufactured home, electric | 0
Gas | Water Heat LE 55 Gal | Home Energy Reports Gas Single Family - Years 1 and 2 | Home energy reports: 2020, gas | 0
Gas | Water Heat GT 55 Gal | Home Energy Reports Gas Single Family - Years 1 and 2 | Home energy reports: 2020, gas | 0
Gas | Water Heat LE 55 Gal | Home Energy Reports Gas Multifamily - Years 1 and 2 | Home energy reports: 2020, gas | 0
Gas | Water Heat GT 55 Gal | Home Energy Reports Gas Multifamily - Years 1 and 2 | Home energy reports: 2020, gas | 0
Gas | Water Heat LE 55 Gal | Home Energy Reports Gas Manufactured Homes - Years 1 and 2 | Home energy reports: 2020, gas | 0
Gas | Water Heat GT 55 Gal | Home Energy Reports Gas Manufactured Homes - Years 1 and 2 | Home energy reports: 2020, gas | 0
Electric | Cool Central | Tune-up - Central Air Conditioner | Central Air Conditioner with Tune-up | Central Air Conditioner with no Tune-up
Electric | Heat Pump | Tune-up - Heat Pump | Heat Pump with Tune-up | Heat Pump with no Tune-up
Electric | Water Heat LE 55 Gal | Water Heater Tank Wrap | Add R-10 Tank Wrap | No Tank Wrap
Electric | Water Heat GT 55 Gal | Water Heater Tank Wrap | Add R-10 Tank Wrap | No Tank Wrap
Electric | Heat Pump | Window Film | Add Window Film | No Window Film
Electric | Cool Central | Window Film | Add Window Film | No Window Film
Electric | Cool Room | Window Film | Add Window Film | No Window Film
Electric | Heat Central Electric | Door Air Sealing - Door Sweeps and Weather Stripping | Add Door Sweeps and Weather Stripping | No Door Sweeps and Weather Stripping
Electric | Heat Room Electric | Door Air Sealing - Door Sweeps and Weather Stripping | Add Door Sweeps and Weather Stripping | No Door Sweeps and Weather Stripping
Electric | Heat Pump | Door Air Sealing - Door Sweeps and Weather Stripping | Add Door Sweeps and Weather Stripping | No Door Sweeps and Weather Stripping
Electric | Cool Central | Door Air Sealing - Door Sweeps and Weather Stripping | Add Door Sweeps and Weather Stripping | No Door Sweeps and Weather Stripping
Electric | Cool Room | Door Air Sealing - Door Sweeps and Weather Stripping | Add Door Sweeps and Weather Stripping | No Door Sweeps and Weather Stripping
Gas | Heat Central Gas Boiler | Low E Storm Window_Single Pane Wood Frame_HZ1_Gas | Heating Energy | 0
Gas | Heat Central Gas Boiler | Low E Storm Window_Single Pane Metal Frame_HZ1_Gas | Heating Energy | 0
Gas | Heat Central Gas Boiler | Low E Storm Window_Double Pane Metal Frame_HZ1_Gas | Heating Energy | 0
Gas | Heat Central Gas Furnace | Low E Storm Window_Single Pane Wood Frame_HZ1_Gas | Heating Energy | 0
Gas | Heat Central Gas Furnace | Low E Storm Window_Single Pane Metal Frame_HZ1_Gas | Heating Energy | 0
Gas | Heat Central Gas Furnace | Low E Storm Window_Double Pane Metal Frame_HZ1_Gas | Heating Energy | 0
Gas | Heat Room Gas | Low E Storm Window_Single Pane Wood Frame_HZ1_Gas | Heating Energy | 0
Gas | Heat Room Gas | Low E Storm Window_Single Pane Metal Frame_HZ1_Gas | Heating Energy | 0
Gas | Heat Room Gas | Low E Storm Window_Double Pane Metal Frame_HZ1_Gas | Heating Energy | 0
Gas | Heat Central Gas Boiler | Windows - Add a Low-e Storm Window to an existing Single Paned Window - Heating Zone 1 (Gas FAF - Non-Condensing) | Gas Heating and Cooling | 0
Gas | Heat Central Gas Furnace | Windows - Add a Low-e Storm Window to an existing Single Paned Window - Heating Zone 1 (Gas FAF - Non-Condensing) | Gas Heating and Cooling | 0
Gas | Heat Room Gas | Windows - Add a Low-e Storm Window to an existing Single Paned Window - Heating Zone 1 (Gas FAF - Non-Condensing) | Gas Heating and Cooling | 0
Gas | Heat Central Gas Boiler | Windows - Add a Low-e Storm Window to an existing Double Paned Window - Heating Zone 1 (Gas FAF - Non-Condensing) | Gas Heating and Cooling | 0
Gas | Heat Central Gas Furnace | Windows - Add a Low-e Storm Window to an existing Double Paned Window - Heating Zone 1 (Gas FAF - Non-Condensing) | Gas Heating and Cooling | 0
Gas | Heat Room Gas | Windows - Add a Low-e Storm Window to an existing Double Paned Window - Heating Zone 1 (Gas FAF - Non-Condensing) | Gas Heating and Cooling | 0
Gas | Heat Central Gas Boiler | Non-Condensing - Gas Furnace_HZ1_Low-e Storm Window for existing Single Pane Window (per sf) | Gas Heating & Cooling | 0
Gas | Heat Central Gas Furnace | Non-Condensing - Gas Furnace_HZ1_Low-e Storm Window for existing Single Pane Window (per sf) | Gas Heating & Cooling | 0
Gas | Heat Room Gas | Non-Condensing - Gas Furnace_HZ1_Low-e Storm Window for existing Single Pane Window (per sf) | Gas Heating & Cooling | 0
Gas | Heat Central Gas Boiler | Non-Condensing - Gas Furnace_HZ1_Low-e Storm Window for existing Double Pane Window (per sf) | Gas Heating & Cooling | 0
Gas | Heat Central Gas Furnace | Non-Condensing - Gas Furnace_HZ1_Low-e Storm Window for existing Double Pane Window (per sf) | Gas Heating & Cooling | 0
Gas | Heat Room Gas | Non-Condensing - Gas Furnace_HZ1_Low-e Storm Window for existing Double Pane Window (per sf) | Gas Heating & Cooling | 0
Electric | Hybrid Heat Pump | SF_CellularShade_ASHP_HZ1 | Heating | 0
Electric | Hybrid Heat Pump | MH_CellularShade_ASHP_HZ1 | Heating | 0
Electric | Hybrid Heat Pump | MF_CellularShade_ASHP_HZ1 | Heating | 0
Electric | Hybrid Heat Pump | HRV HZ1CZ1 | Heating | 0
Electric | Hybrid Heat Pump | Low-E Storm Window SP Wood_Heat Pump | Heating | 0
Electric | Hybrid Heat Pump | Low-E Storm Window SP Metal_Heat Pump | Heating | 0
Electric | Hybrid Heat Pump | Low-E Storm Window DP_Heat Pump | Heating | 0
Electric | Hybrid Heat Pump | Heat Pump_HZ1__Low-e Storm Window SP | Heating & Cooling | 0
Electric | Hybrid Heat Pump | Heat Pump_HZ1__Low-e Storm Window DP | Heating & Cooling | 0
Electric | Hybrid Heat Pump | Door - R2.5 to R5_Heat Pump | Heating Energy | 0
Electric | Hybrid Heat Pump | Low-E storm window SP - Heating Zone 1 (Heat Pump) | Heating & Cooling | 0
Electric | Hybrid Heat Pump | Low-E storm window DP - Heating Zone 1 (Heat Pump) | Heating & Cooling | 0
Electric | Hybrid Heat Pump | Sealing - Air - Attic - EH - SF or DX | Attic air sealing: single family or duplex dwelling heated with electricity | 0
Electric | Hybrid Heat Pump | SFWX: Sealing - Duct - HP | Duct sealing: home heated with heat pump | 0
Electric | Hybrid Heat Pump | Sealing - Duct - EH - MH | Duct sealing: manufactured home heated with electricity | 0
Electric | Hybrid Heat Pump | LIW: Sealing - Duct - MH - TE | Duct sealing: mobile home; electric | 0
Electric | Hybrid Heat Pump | LIW: Sealing - Duct - SF - TE | Duct sealing: single family; electric | 0
Electric | Hybrid Heat Pump | LIW: Sealing - Air - Prescriptive - SF -TE | Shell sealing: single family prescriptive; electric | 0
Electric | Hybrid Heat Pump | Sealing - Air - Prescriptive - MH | Shell sealing: mobile home prescriptive; electric | 0
Electric | Hybrid Heat Pump | LIW: Sealing - Air - Prescriptive - MH -TE | Shell sealing: mobile home prescriptive; electric | 0
Electric | Hybrid Heat Pump | Sealing - Air - Package - MF | Air sealing package: multi-family; electric (duplicates the SIR measure) | 0
Electric | Hybrid Heat Pump | LIW: Sealing - Air - Package - MF - TE | Air sealing package: multi-family; electric (duplicates the SIR measure) | 0
Electric | Hybrid Heat Pump | Insulation - Duct - R0 to R11 - MF - TE | Duct insulation: R0 to R11; multi-family; electric | 0
Electric | Hybrid Heat Pump | LIW: Insulation - Duct - R0 to R11 - MF - TE | Duct insulation: R0 to R11; multi-family; electric | 0
Electric | Hybrid Heat Pump | Insulation - Duct - R0 to R11 - SF - TE | Duct insulation: R0 to R11; single family; electric | 0
Electric | Hybrid Heat Pump | LIW: Insulation - Duct - R0 to R11 - SF - TE | Duct insulation: R0 to R11; single family; electric | 0
Electric | Hybrid Heat Pump | LIW: Insulation - Floor - R0 to R22 - MH - TE | Floor insulation: R0 to R22; mobile home; electric | 0
Electric | Hybrid Heat Pump | LIW: Insulation - Floor - R0 to R30 - MF - TE | Floor insulation: R0 to R30; multi-family; electric | 0
Electric | Hybrid Heat Pump | LIW: Insulation - Floor - R0 to R30 - SF - TE | Floor insulation: R0 to R30; single family; electric | 0
Electric | Hybrid Heat Pump | Insulation - Floor - R11 to R22 - MH | Floor insulation: R11 to R22; mobile home; electric | 0
Electric | Hybrid Heat Pump | LIW: Insulation - Floor - R11 to R22 - MH - TE | Floor insulation: R11 to R22; mobile home; electric | 0
Electric | Hybrid Heat Pump | LIW: Insulation - Floor - R11 to R30 - MF - TE | Floor insulation: R11 to R30; multi-family; electric | 0
Electric | Hybrid Heat Pump | LIW: Insulation - Wall - R0 to R11 - MF - TE | Wall insulation: R0 to R11; multi-family; electric | 0
Electric | Hybrid Heat Pump | Insulation - Wall - R0 to R11 - MH | Wall insulation: R0 to R11; mobile home; electric | 0
Electric | Hybrid Heat Pump | LIW: Insulation - Wall - R0 to R11 - MH - TE | Wall insulation: R0 to R11; mobile home; electric | 0
Electric | Hybrid Heat Pump | LIW: Insulation - Wall - R0 to R11 - SF - TE | Wall insulation: R0 to R11; single family; electric | 0
Electric | Hybrid Heat Pump | LIW: Insulation - Attic - R0 to R30 - MH - TE | Attic insulation: R0 to R30; mobile home; electric | 0
Electric | Hybrid Heat Pump | LIW: Insulation - Attic - R0 to R38 - MF - TE | Attic insulation: R0 to R38; multi-family; electric | 0
Electric | Hybrid Heat Pump | LIW: Insulation - Attic - R11 to R38 - MF - TE | Attic insulation: R11 to R38; multi-family; electric | 0
Electric | Hybrid Heat Pump | LIW: Insulation - Attic - R0 to R49 - MF - TE | Attic insulation: R0 to R49; multi-family; electric | 0
Electric | Hybrid Heat Pump | LIW: Insulation - Attic - R0 to R49 - SF - TE | Attic insulation: R0 to R49; single family; electric | 0
Electric | Hybrid Heat Pump | LIW: Insulation - Attic - R11 to R49 - SF - TE | Attic insulation: R11 to R49; single family; electric | 0
Electric | Hybrid Heat Pump | LIW: Insulation - Attic - R19 to R49 - MF - TE | Attic insulation: R19 to R49; multi-family; electric | 0
Electric | Hybrid Heat Pump | SFWX: Insulation - Attic - R0 to R49 - HP | Attic Insulation: R0 to R49; home heated with heat pump | 0
Electric | Hybrid Heat Pump | SFWX: Insulation - Attic - R11 to R49 - HP | Attic Insulation: R11 to R49; home heated with heat pump | 0
Electric | Hybrid Heat Pump | SFWX: Insulation - Floor - R0 to R22 - HP - MH | Floor Insulation: R0 to R22; manufactured home heated with heat pump | 0
Electric | Hybrid Heat Pump | SFWX: Insulation - Floor - R0 to R30 - HP | Floor Insulation: R0 to R30; home heated with heat pump | 0
Electric | Hybrid Heat Pump | SFWX: Insulation - Wall - R0 to R13 - HP | Wall insulation: R0 to R13: home heated with heat pump | 0
Electric | Hybrid Heat Pump | Insulation - Attic - R0 to R38 - E | Attic insulation: R0 to R38; electric heating | 0
Electric | Hybrid Heat Pump | Insulation - Attic - R11 to R38 - E | Attic insulation: R11 to R38; electric heating | 0
Electric | Hybrid Heat Pump | MFRFT: Insulation - Floor - R0 to R30 - E | Floor insulation: R0 to R30; electric heating | 0
Electric | Hybrid Heat Pump | MFRFT: Insulation - Floor - R11 to R30 - E | Floor insulation: R11 to R30; electric heating | 0
Electric | Hybrid Heat Pump | MFRFT: Insulation - Wall - R0 to R11 - E | Wall insulation: R0 to R11; electric heating | 0
Electric | Hybrid Heat Pump | LIW: Insulation - Attic - R0 to R22 - MH - TE | Attic insulation: R0 to R22: mobile home; electric | 0
Electric | Hybrid Heat Pump | Insulation - Attic - R0 to R22 - HP - MH - Pre HUD | Attic insulation: R0 to R22; Pre-HUD manufactured home heated with heat pump | 0
Electric | Hybrid Heat Pump | Insulation - Attic - R0 to R30 - HP - MH - HUD | Attic insulation: R0 to R30; HUD manufactured home heated with heat pump | 0
Electric | Hybrid Heat Pump | Insulation - Attic - R0 to R49 - EH - MF | R0 to R49 attic insulation: multi-family dwelling heated with electricity | 0
Electric | Hybrid Heat Pump | Insulation - Attic - R19 to R49 - EH - MF | R19 to R49 attic insulation: multi-family dwelling heated with electricity | 0
Electric | Hybrid Heat Pump | LIW: Thermostat - ESS - MF - TE | Energy star smart thermostat: multi-family; electric | 0
Electric | Hybrid Heat Pump | LIW: Thermostat - ESS - MH - TE | Energy star smart thermostat: mobile home; electric | 0
Electric | Hybrid Heat Pump | LIW: Thermostat - ESS - SF - TE | Energy star smart thermostat: single family; electric | 0
Electric | Hybrid Heat Pump | Thermostat - Smart - EH - Res | Smart thermostat: home heated with electricity | 0
Electric | Hybrid Heat Pump | LIW: Windows - DP to DP - MF - TE | Double pane windows: from double pane; multi-family; electric | 0
Electric | Hybrid Heat Pump | LIW: Windows - DP to DP - SF - TE | Double pane windows: from double pane; single family; electric | 0
Electric | Hybrid Heat Pump | LIW: Windows - SP to DP - MF - TE | Double pane windows: from single pane; multi-family; electric | 0
Electric | Hybrid Heat Pump | LIW: Windows - SP to DP - SF - TE | Double pane windows: from single pane; single family; electric | 0
Electric | Hybrid Heat Pump | SFWIN: Windows - Single Pane - to U30 - HP | Single pane windows: U-factor up to 0.30; home heated with heat pump | 0
Electric | Hybrid Heat Pump | Windows - Double Pane - Metal Frame - to U30 - HP - MH | Double pane metal-framed windows: U-factor up to 0.30; manufactured home heated with heat pump | 0
Electric | Hybrid Heat Pump | LIW: Windows - Double Pane - Metal Frame - to U30 - HP - MH | Double pane metal-framed windows: U-factor up to 0.30; manufactured home heated with heat pump | 0
Electric | Hybrid Heat Pump | Windows - Double Pane - from U60 to U30 - EH - MF | Double pane windows: U-factor from 0.60 to 0.30; multi-family dwelling heated with electricity | 0
Electric | Hybrid Heat Pump | Windows - Double Pane - U30 - from SP U120 - EH - MF | Double pane windows: U-factor 0.30; from 1.20 single pane; multi-family dwelling heated with electricity | 0
Electric | Hybrid Heat Pump | Windows - Single Pane - to U30 - HP - MH | Single pane windows: U-factor up to 0.30; manufactured home with heat pump | 0
Electric | Hybrid Heat Pump | LIW: Windows - Single Pane - to U30 - HP - MH | Single pane windows: U-factor up to 0.30; manufactured home with heat pump | 0
Electric | Hybrid Heat Pump | Windows - Single Pane - to U30 - HP - SF or DX - MI | Single pane windows: U-factor up to 0.30; single family or duplex dwelling with heat pump; moderate income customer | 0
Electric | Hybrid Heat Pump | Windows - Triple Pane - U22 - from DP U30 - EH - MF | Triple pane windows: U-factor 0.22; from 0.30 double pane; multi-family dwelling heated with electricity | 0
Electric | Hybrid Heat Pump | Windows - Double Pane - from U60 to U30 - EH - MF - MI | Double pane windows: U-factor from 0.60 to 0.30; multi-family dwelling heated with electricity; moderate income customer | 0
Electric | Hybrid Heat Pump | Windows - Double Pane - Metal Frame - to U22 - HP - SF or DX | Double pane metal-framed windows: U-factor up to 0.22; single family or duplex dwelling with heat pump | 0
Electric | Hybrid Heat Pump | Windows - Double Pane - Metal Frame - to U22 - HP - SF or DX - MI | Double pane metal-framed windows: U-factor up to 0.22; single family or duplex dwelling with heat pump; moderate income customer | 0
Electric | Hybrid Heat Pump | Windows - Double Pane - U30 - from SP U120 - EH - MF - MI | Double pane windows: U-factor 0.30; from 1.20 single pane; multi-family dwelling heated with electricity; moderate income customer | 0
Electric | Hybrid Heat Pump | Windows - Single Pane - to U22 - HP - SF or DX | Single pane windows: U-factor up to 0.22; single family or duplex dwelling with heat pump | 0
Electric | Hybrid Heat Pump | Windows - Single Pane - to U22 - HP - SF or DX - MI | Single pane windows: U-factor up to 0.22; single family or duplex dwelling with heat pump; moderate income customer | 0
Electric | Hybrid Heat Pump | Windows - Triple Pane - U22 - from DP U30 - EH - MF - MI | Triple pane windows: U-factor 0.22; from 0.30 double pane; multi-family dwelling heated with electricity; moderate income customer | 0
Electric | Hybrid Heat Pump | Windows - Triple Pane - U22 - from DP U60 - EH - MF - MI | Triple pane windows: U-factor 0.22; from 0.60 double pane; multi-family dwelling heated with electricity; moderate income customer | 0
Electric | Hybrid Heat Pump | Windows - Triple Pane - U22 - from SP U120 - EH - MF - MI | Triple pane windows: U-factor 0.22; from 1.20 single pane; multi-family dwelling heated with electricity; moderate income customer | 0
Electric | Hybrid Heat Pump | Tune-up - Heat Pump | Heat Pump with Tune-up | Heat Pump with no Tune-up
Electric | Hybrid Heat Pump | Window Film | Add Window Film | No Window Film
Electric | Hybrid Heat Pump | Door Air Sealing - Door Sweeps and Weather Stripping | Add Door Sweeps and Weather Stripping | No Door Sweeps and Weather Stripping
Electric | Hybrid Heat Room Electric | SF_CellularShade_DHP_HZ1 | Heating | 0
Electric | Hybrid Heat Room Electric | MH_CellularShade_DHP_HZ1 | Heating | 0
Electric | Hybrid Heat Room Electric | MF_CellularShade_DHP_HZ1 | Heating | 0
Electric | Hybrid Heat Room Electric | Low-E Storm Window SP Wood_Zonal | Heating | 0
Electric | Hybrid Heat Room Electric | Low-E Storm Window SP Metal_Zonal | Heating | 0
Electric | Hybrid Heat Room Electric | Low-E Storm Window DP_Zonal | Heating | 0
Electric | Hybrid Heat Room Electric | Electrical Resistance_HZ1__Low-e Storm Window SP | Heating | 0
Electric | Hybrid Heat Room Electric | Electrical Resistance_HZ1__Low-e Storm Window DP | Heating | 0
Electric | Hybrid Heat Room Electric | Door - R2.5 to R5_Zonal | Heating | 0
Electric | Hybrid Heat Room Electric | Door - R2.5 to R5_DHP | Heating Energy | 0
Electric | Hybrid Heat Room Electric | Low-E storm window SP - Heating Zone 1 (Zonal or DHP) | Heating & Cooling | 0
Electric | Hybrid Heat Room Electric | Low-E storm window DP - Heating Zone 1 (Zonal or DHP) | Heating & Cooling | 0
Electric | Hybrid Heat Room Electric | Sealing - Air - Attic - EH - SF or DX | Attic air sealing: single family or duplex dwelling heated with electricity | 0
Electric | Hybrid Heat Room Electric | LIW: Sealing - Air - Prescriptive - SF -TE | Shell sealing: single family prescriptive; electric | 0
Electric | Hybrid Heat Room Electric | Sealing - Air - Prescriptive - MH | Shell sealing: mobile home prescriptive; electric | 0
Electric | Hybrid Heat Room Electric | LIW: Sealing - Air - Prescriptive - MH -TE | Shell sealing: mobile home prescriptive; electric | 0
Electric | Hybrid Heat Room Electric | Sealing - Air - Package - MF | Air sealing package: multi-family; electric (duplicates the SIR measure) | 0
Electric | Hybrid Heat Room Electric | LIW: Sealing - Air - Package - MF - TE | Air sealing package: multi-family; electric (duplicates the SIR measure) | 0
Electric | Hybrid Heat Room Electric | LIW: Insulation - Floor - R0 to R22 - MH - TE | Floor insulation: R0 to R22; mobile home; electric | 0
Electric | Hybrid Heat Room Electric | LIW: Insulation - Floor - R0 to R30 - MF - TE | Floor insulation: R0 to R30; multi-family; electric | 0
Electric | Hybrid Heat Room Electric | LIW: Insulation - Floor - R0 to R30 - SF - TE | Floor insulation: R0 to R30; single family; electric | 0
Electric | Hybrid Heat Room Electric | Insulation - Floor - R11 to R22 - MH | Floor insulation: R11 to R22; mobile home; electric | 0
Electric | Hybrid Heat Room Electric | LIW: Insulation - Floor - R11 to R22 - MH - TE | Floor insulation: R11 to R22; mobile home; electric | 0
Electric | Hybrid Heat Room Electric | LIW: Insulation - Floor - R11 to R30 - MF - TE | Floor insulation: R11 to R30; multi-family; electric | 0
Electric | Hybrid Heat Room Electric | LIW: Insulation - Wall - R0 to R11 - MF - TE | Wall insulation: R0 to R11; multi-family; electric | 0
Electric | Hybrid Heat Room Electric | Insulation - Wall - R0 to R11 - MH | Wall insulation: R0 to R11; mobile home; electric | 0
Electric | Hybrid Heat Room Electric | LIW: Insulation - Wall - R0 to R11 - MH - TE | Wall insulation: R0 to R11; mobile home; electric | 0
Electric | Hybrid Heat Room Electric | LIW: Insulation - Wall - R0 to R11 - SF - TE | Wall insulation: R0 to R11; single family; electric | 0
Electric | Hybrid Heat Room Electric | LIW: Insulation - Attic - R0 to R30 - MH - TE | Attic insulation: R0 to R30; mobile home; electric | 0
Electric | Hybrid Heat Room Electric | LIW: Insulation - Attic - R0 to R38 - MF - TE | Attic insulation: R0 to R38; multi-family; electric | 0
Electric | Hybrid Heat Room Electric | LIW: Insulation - Attic - R11 to R38 - MF - TE | Attic insulation: R11 to R38; multi-family; electric | 0
Electric | Hybrid Heat Room Electric | LIW: Insulation - Attic - R0 to R49 - MF - TE | Attic insulation: R0 to R49; multi-family; electric | 0
Electric | Hybrid Heat Room Electric | LIW: Insulation - Attic - R0 to R49 - SF - TE | Attic insulation: R0 to R49; single family; electric | 0
Electric | Hybrid Heat Room Electric | LIW: Insulation - Attic - R11 to R49 - SF - TE | Attic insulation: R11 to R49; single family; electric | 0
Electric | Hybrid Heat Room Electric | LIW: Insulation - Attic - R19 to R49 - MF - TE | Attic insulation: R19 to R49; multi-family; electric | 0
Electric | Hybrid Heat Room Electric | SFWX: Insulation - Attic - R0 to R49 - Zonal | Attic Insulation: R0 to R49; home with zonal heating | 0
Electric | Hybrid Heat Room Electric | SFWX: Insulation - Attic - R11 to R49 - Zonal | Attic Insulation: R11 to R49; home with zonal heating | 0
Electric | Hybrid Heat Room Electric | SFWX: Insulation - Floor - R0 to R22 - Zonal - MH | Floor Insulation: R0 to R23; manufactured home with zonal heating | 0
Electric | Hybrid Heat Room Electric | SFWX: Insulation - Floor - R0 to R30 - Zonal | Floor Insulation: R0 to R30; home with zonal heating | 0
Electric | Hybrid Heat Room Electric | SFWX: Insulation - Wall - R0 to R13 - Zonal | Wall insulation: R0 to R13: home heated with zonal heating | 0
Electric | Hybrid Heat Room Electric | Insulation - Attic - R0 to R38 - E | Attic insulation: R0 to R38; electric heating | 0
Electric | Hybrid Heat Room Electric | Insulation - Attic - R11 to R38 - E | Attic insulation: R11 to R38; electric heating | 0
Electric | Hybrid Heat Room Electric | MFRFT: Insulation - Floor - R0 to R30 - E | Floor insulation: R0 to R30; electric heating | 0
Electric | Hybrid Heat Room Electric | MFRFT: Insulation - Floor - R11 to R30 - E | Floor insulation: R11 to R30; electric heating | 0
Electric | Hybrid Heat Room Electric | MFRFT: Insulation - Wall - R0 to R11 - E | Wall insulation: R0 to R11; electric heating | 0
Electric | Hybrid Heat Room Electric | LIW: Insulation - Attic - R0 to R22 - MH - TE | Attic insulation: R0 to R22: mobile home; electric | 0
Electric | Hybrid Heat Room Electric | Insulation - Attic - R0 to R22 - ER - MH - Pre HUD | Attic insulation: R0 to R22; Pre-HUD manufactured home heated with electric resistance | 0
Electric | Hybrid Heat Room Electric | Insulation - Attic - R0 to R30 - ER - MH - HUD | Attic insulation: R0 to R30; HUD manufactured home heated with electric resistance | 0
Electric | Hybrid Heat Room Electric | Insulation - Attic - R0 to R49 - EH - MF | R0 to R49 attic insulation: multi-family dwelling heated with electricity | 0
Electric | Hybrid Heat Room Electric | Insulation - Attic - R19 to R49 - EH - MF | R19 to R49 attic insulation: multi-family dwelling heated with electricity | 0
Electric | Hybrid Heat Room Electric | Thermostat - ELV - MH - TE | Electronic Line Voltage Thermostat: mobile home; electric | 0
Electric | Hybrid Heat Room Electric | LIW: Thermostat - ELV - MH - TE | Electronic Line Voltage Thermostat: mobile home; electric | 0
Electric | Hybrid Heat Room Electric | Thermostat - ELV - SF | Electronic line voltage thermostat: single family; electric | 0
Electric | Hybrid Heat Room Electric | LIW: Thermostat - ELV - SF - TE | Electronic line voltage thermostat: single family; electric | 0
Electric | Hybrid Heat Room Electric | Thermostat - ELV - Smart - Zonal - MF | Smart electronic line voltage thermostat: multi-family dwelling with zonal heating | 0
Electric | Hybrid Heat Room Electric | Thermostat - ELV - Smart - SF or MH or DX | Smart electronic line voltage thermostat: single family, manufactured home, or duplex dwelling | 0
Electric | Hybrid Heat Room Electric | Thermostat - ELV - Smart - Zonal - MF - MI | Smart electronic line voltage thermostat: multi-family dwelling with zonal heating; moderate income customer | 0
Electric | Hybrid Heat Room Electric | Thermostat - ELV - Zonal - MF | Electronic line voltage thermostat: multi-family dwelling with zonal heating | 0
Electric | Hybrid Heat Room Electric | Thermostat - ELV - Zonal - MF - MI | Electronic line voltage thermostat: multi-family dwelling with zonal heating; moderate income customer | 0
Electric | Hybrid Heat Room Electric | Thermostat - ELV - Smart - SF or MH or DX - MI | Smart electronic line voltage thermostat: single family, manufactured home, or duplex dwelling; moderate income customer | 0
Electric | Hybrid Heat Room Electric | LIW: Windows - DP to DP - MF - TE | Double pane windows: from double pane; multi-family; electric | 0
Electric | Hybrid Heat Room Electric | LIW: Windows - DP to DP - SF - TE | Double pane windows: from double pane; single family; electric | 0
Electric | Hybrid Heat Room Electric | LIW: Windows - SP to DP - MF - TE | Double pane windows: from single pane; multi-family; electric | 0
Electric | Hybrid Heat Room Electric | LIW: Windows - SP to DP - SF - TE | Double pane windows: from single pane; single family; electric | 0
Electric | Hybrid Heat Room Electric | SFWIN: Windows - Single Pane - to U30 - Zonal | Single pane windows: U-factor up to 0.30; home with zonal heating | 0
Electric | Hybrid Heat Room Electric | SFWIN: Windows - Single Pane - to U30 - Resistance - MH | Single pane resistance windows: U-factor up to 0.30; manufactured home | 0
Electric | Hybrid Heat Room Electric | LIW: Windows - Single Pane - to U30 - Resistance - MH | Single pane resistance windows: U-factor up to 0.30; manufactured home | 0
Electric | Hybrid Heat Room Electric | Windows - Double Pane - Metal Frame - to U30 - ER - MH | Double pane metal-framed windows: U-factor up to 0.30; manufactured home heated with electric resistance | 0
Electric | Hybrid Heat Room Electric | LIW: Windows - Double Pane - Metal Frame - to U30 - ER - MH | Double pane metal-framed windows: U-factor up to 0.30; manufactured home heated with electric resistance | 0
Electric | Hybrid Heat Room Electric | Windows - Double Pane - from U60 to U30 - EH - MF | Double pane windows: U-factor from 0.60 to 0.30; multi-family dwelling heated with electricity | 0
Electric | Hybrid Heat Room Electric | Windows - Double Pane - U30 - from SP U120 - EH - MF | Double pane windows: U-factor 0.30; from 1.20 single pane; multi-family dwelling heated with electricity | 0
Electric | Hybrid Heat Room Electric | Windows - Single Pane - to U30 - Zonal - SF or DX - MI | Single pane windows: U-factor up to 0.30; single family or duplex dwelling with zonal heating; moderate income customer | 0
Electric | Hybrid Heat Room Electric | Windows - Triple Pane - U22 - from DP U30 - EH - MF | Triple pane windows: U-factor 0.22; from 0.30 double pane; multi-family dwelling heated with electricity | 0
Electric | Hybrid Heat Room Electric | Windows - Double Pane - from U60 to U30 - EH - MF - MI | Double pane windows: U-factor from 0.60 to 0.30; multi-family dwelling heated with electricity; moderate income customer | 0
Electric | Hybrid Heat Room Electric | Windows - Double Pane - Metal Frame - to U22 - Zonal - SF or DX | Double pane metal-framed windows: U-factor up to 0.22; single family or duplex dwelling with zonal heating | 0
Electric | Hybrid Heat Room Electric | Windows - Double Pane - Metal Frame - to U22 - Zonal - SF or DX - MI | Double pane metal-framed windows: U-factor up to 0.22; single family or duplex dwelling with zonal heating; moderate income customer | 0
Electric | Hybrid Heat Room Electric | Windows - Double Pane - U30 - from SP U120 - EH - MF - MI | Double pane windows: U-factor 0.30; from 1.20 single pane; multi-family dwelling heated with electricity; moderate income customer | 0
Electric | Hybrid Heat Room Electric | Windows - Single Pane - to U22 - Zonal - SF or DX | Single pane windows: U-factor up to 0.22; single family or duplex dwelling with zonal heating | 0
Electric | Hybrid Heat Room Electric | Windows - Single Pane - to U22 - Zonal - SF or DX - MI | Single pane windows: U-factor up to 0.22; single family or duplex dwelling with zonal heating; moderate income customer | 0
Electric | Hybrid Heat Room Electric | Windows - Triple Pane - U22 - from DP U30 - EH - MF - MI | Triple pane windows: U-factor 0.22; from 0.30 double pane; multi-family dwelling heated with electricity; moderate income customer | 0
Electric | Hybrid Heat Room Electric | Windows - Triple Pane - U22 - from DP U60 - EH - MF - MI | Triple pane windows: U-factor 0.22; from 0.60 double pane; multi-family dwelling heated with electricity; moderate income customer | 0
Electric | Hybrid Heat Room Electric | Windows - Triple Pane - U22 - from SP U120 - EH - MF - MI | Triple pane windows: U-factor 0.22; from 1.20 single pane; multi-family dwelling heated with electricity; moderate income customer | 0
Electric | Hybrid Heat Room Electric | Door Air Sealing - Door Sweeps and Weather Stripping | Add Door Sweeps and Weather Stripping | No Door Sweeps and Weather Stripping
Electric | Ductless Heat Pump Heat Room Electric | SF_CellularShade_DHP_HZ1 | Heating | 0
Electric | Ductless Heat Pump Heat Room Electric | MH_CellularShade_DHP_HZ1 | Heating | 0
Electric | Ductless Heat Pump Heat Room Electric | MF_CellularShade_DHP_HZ1 | Heating | 0
Electric | Ductless Heat Pump Heat Room Electric | Low-E Storm Window SP Wood_Zonal | Heating | 0
Electric | Ductless Heat Pump Heat Room Electric | Low-E Storm Window SP Metal_Zonal | Heating | 0
Electric | Ductless Heat Pump Heat Room Electric | Low-E Storm Window DP_Zonal | Heating | 0
Electric | Ductless Heat Pump Heat Room Electric | Electrical Resistance_HZ1__Low-e Storm Window SP | Heating | 0
Electric | Ductless Heat Pump Heat Room Electric | Electrical Resistance_HZ1__Low-e Storm Window DP | Heating | 0
Electric | Ductless Heat Pump Heat Room Electric | Door - R2.5 to R5_Zonal | Heating | 0
Electric | Ductless Heat Pump Heat Room Electric | Door - R2.5 to R5_DHP | Heating Energy | 0
Electric | Ductless Heat Pump Heat Room Electric | Low-E storm window SP - Heating Zone 1 (Zonal or DHP) | Heating & Cooling | 0
Electric | Ductless Heat Pump Heat Room Electric | Low-E storm window DP - Heating Zone 1 (Zonal or DHP) | Heating & Cooling | 0
Electric | Ductless Heat Pump Heat Room Electric | Sealing - Air - Attic - EH - SF or DX | Attic air sealing: single family or duplex dwelling heated with electricity | 0
Electric | Ductless Heat Pump Heat Room Electric | LIW: Sealing - Air - Prescriptive - SF -TE | Shell sealing: single family prescriptive; electric | 0
Electric | Ductless Heat Pump Heat Room Electric | Sealing - Air - Prescriptive - MH | Shell sealing: mobile home prescriptive; electric | 0
Electric | Ductless Heat Pump Heat Room Electric | LIW: Sealing - Air - Prescriptive - MH -TE | Shell sealing: mobile home prescriptive; electric | 0
Electric | Ductless Heat Pump Heat Room Electric | Sealing - Air - Package - MF | Air sealing package: multi-family; electric (duplicates the SIR measure) | 0
Electric | Ductless Heat Pump Heat Room Electric | LIW: Sealing - Air - Package - MF - TE | Air sealing package: multi-family; electric (duplicates the SIR measure) | 0
Electric | Ductless Heat Pump Heat Room Electric | LIW: Insulation - Floor - R0 to R22 - MH - TE | Floor insulation: R0 to R22; mobile home; electric | 0
Electric | Ductless Heat Pump Heat Room Electric | LIW: Insulation - Floor - R0 to R30 - MF - TE | Floor insulation: R0 to R30; multi-family; electric | 0
Electric | Ductless Heat Pump Heat Room Electric | LIW: Insulation - Floor - R0 to R30 - SF - TE | Floor insulation: R0 to R30; single family; electric | 0
Electric | Ductless Heat Pump Heat Room Electric | Insulation - Floor - R11 to R22 - MH | Floor insulation: R11 to R22; mobile home; electric | 0
Electric | Ductless Heat Pump Heat Room Electric | LIW: Insulation - Floor - R11 to R22 - MH - TE | Floor insulation: R11 to R22; mobile home; electric | 0
Electric | Ductless Heat Pump Heat Room Electric | LIW: Insulation - Floor - R11 to R30 - MF - TE | Floor insulation: R11 to R30; multi-family; electric | 0
Electric | Ductless Heat Pump Heat Room Electric | LIW: Insulation - Wall - R0 to R11 - MF - TE | Wall insulation: R0 to R11; multi-family; electric | 0
Electric | Ductless Heat Pump Heat Room Electric | Insulation - Wall - R0 to R11 - MH | Wall insulation: R0 to R11; mobile home; electric | 0
Electric | Ductless Heat Pump Heat Room Electric | LIW: Insulation - Wall - R0 to R11 - MH - TE | Wall insulation: R0 to R11; mobile home; electric | 0
Electric | Ductless Heat Pump Heat Room Electric | LIW: Insulation - Wall - R0 to R11 - SF - TE | Wall insulation: R0 to R11; single family; electric | 0
Electric | Ductless Heat Pump Heat Room Electric | LIW: Insulation - Attic - R0 to R30 - MH - TE | Attic insulation: R0 to R30; mobile home; electric | 0
Electric | Ductless Heat Pump Heat Room Electric | LIW: Insulation - Attic - R0 to R38 - MF - TE | Attic insulation: R0 to R38; multi-family; electric | 0
Electric | Ductless Heat Pump Heat Room Electric | LIW: Insulation - Attic - R11 to R38 - MF - TE | Attic insulation: R11 to R38; multi-family; electric | 0
Electric | Ductless Heat Pump Heat Room Electric | LIW: Insulation - Attic - R0 to R49 - MF - TE | Attic insulation: R0 to R49; multi-family; electric | 0
Electric | Ductless Heat Pump Heat Room Electric | LIW: Insulation - Attic - R0 to R49 - SF - TE | Attic insulation: R0 to R49; single family; electric | 0
Electric | Ductless Heat Pump Heat Room Electric | LIW: Insulation - Attic - R11 to R49 - SF - TE | Attic insulation: R11 to R49; single family; electric | 0
Electric | Ductless Heat Pump Heat Room Electric | LIW: Insulation - Attic - R19 to R49 - MF - TE | Attic insulation: R19 to R49; multi-family; electric | 0
Electric | Ductless Heat Pump Heat Room Electric | SFWX: Insulation - Attic - R0 to R49 - Zonal | Attic Insulation: R0 to R49; home with zonal heating | 0
Electric | Ductless Heat Pump Heat Room Electric | SFWX: Insulation - Attic - R11 to R49 - Zonal | Attic Insulation: R11 to R49; home with zonal heating | 0
Electric | Ductless Heat Pump Heat Room Electric | SFWX: Insulation - Floor - R0 to R22 - Zonal - MH | Floor Insulation: R0 to R23; manufactured home with zonal heating | 0
Electric | Ductless Heat Pump Heat Room Electric | SFWX: Insulation - Floor - R0 to R30 - Zonal | Floor Insulation: R0 to R30; home with zonal heating | 0
Electric | Ductless Heat Pump Heat Room Electric | SFWX: Insulation - Wall - R0 to R13 - Zonal | Wall insulation: R0 to R13: home heated with zonal heating | 0
Electric | Ductless Heat Pump Heat Room Electric | Insulation - Attic - R0 to R38 - E | Attic insulation: R0 to R38; electric heating | 0
Electric | Ductless Heat Pump Heat Room Electric | Insulation - Attic - R11 to R38 - E | Attic insulation: R11 to R38; electric heating | 0
Electric | Ductless Heat Pump Heat Room Electric | MFRFT: Insulation - Floor - R0 to R30 - E | Floor insulation: R0 to R30; electric heating | 0
Electric | Ductless Heat Pump Heat Room Electric | MFRFT: Insulation - Floor - R11 to R30 - E | Floor insulation: R11 to R30; electric heating | 0
Electric | Ductless Heat Pump Heat Room Electric | MFRFT: Insulation - Wall - R0 to R11 - E | Wall insulation: R0 to R11; electric heating | 0
Electric | Ductless Heat Pump Heat Room Electric | LIW: Insulation - Attic - R0 to R22 - MH - TE | Attic insulation: R0 to R22: mobile home; electric | 0
Electric | Ductless Heat Pump Heat Room Electric | Insulation - Attic - R0 to R22 - ER - MH - Pre HUD | Attic insulation: R0 to R22; Pre-HUD manufactured home heated with electric resistance | 0
Electric | Ductless Heat Pump Heat Room Electric | Insulation - Attic - R0 to R30 - ER - MH - HUD | Attic insulation: R0 to R30; HUD manufactured home heated with electric resistance | 0
Electric | Ductless Heat Pump Heat Room Electric | Insulation - Attic - R0 to R49 - EH - MF | R0 to R49 attic insulation: multi-family dwelling heated with electricity | 0
Electric | Ductless Heat Pump Heat Room Electric | Insulation - Attic - R19 to R49 - EH - MF | R19 to R49 attic insulation: multi-family dwelling heated with electricity | 0
Electric | Ductless Heat Pump Heat Room Electric | Thermostat - ELV - MH - TE | Electronic Line Voltage Thermostat: mobile home; electric | 0
Electric | Ductless Heat Pump Heat Room Electric | LIW: Thermostat - ELV - MH - TE | Electronic Line Voltage Thermostat: mobile home; electric | 0
Electric | Ductless Heat Pump Heat Room Electric | Thermostat - ELV - SF | Electronic line voltage thermostat: single family; electric | 0
Electric | Ductless Heat Pump Heat Room Electric | LIW: Thermostat - ELV - SF - TE | Electronic line voltage thermostat: single family; electric | 0
Electric | Ductless Heat Pump Heat Room Electric | Thermostat - ELV - Smart - Zonal - MF | Smart electronic line voltage thermostat: multi-family dwelling with zonal heating | 0
Electric | Ductless Heat Pump Heat Room Electric | Thermostat - ELV - Smart - SF or MH or DX | Smart electronic line voltage thermostat: single family, manufactured home, or duplex dwelling | 0
Electric | Ductless Heat Pump Heat Room Electric | Thermostat - ELV - Smart - Zonal - MF - MI | Smart electronic line voltage thermostat: multi-family dwelling with zonal heating; moderate income customer | 0
Electric | Ductless Heat Pump Heat Room Electric | Thermostat - ELV - Zonal - MF | Electronic line voltage thermostat: multi-family dwelling with zonal heating | 0
Electric | Ductless Heat Pump Heat Room Electric | Thermostat - ELV - Zonal - MF - MI | Electronic line voltage thermostat: multi-family dwelling with zonal heating; moderate income customer | 0
Electric | Ductless Heat Pump Heat Room Electric | Thermostat - ELV - Smart - SF or MH or DX - MI | Smart electronic line voltage thermostat: single family, manufactured home, or duplex dwelling; moderate income customer | 0
Electric | Ductless Heat Pump Heat Room Electric | LIW: Windows - DP to DP - MF - TE | Double pane windows: from double pane; multi-family; electric | 0
Electric | Ductless Heat Pump Heat Room Electric | LIW: Windows - DP to DP - SF - TE | Double pane windows: from double pane; single family; electric | 0
Electric | Ductless Heat Pump Heat Room Electric | LIW: Windows - SP to DP - MF - TE | Double pane windows: from single pane; multi-family; electric | 0
Electric | Ductless Heat Pump Heat Room Electric | LIW: Windows - SP to DP - SF - TE | Double pane windows: from single pane; single family; electric | 0
Electric | Ductless Heat Pump Heat Room Electric | SFWIN: Windows - Single Pane - to U30 - Zonal | Single pane windows: U-factor up to 0.30; home with zonal heating | 0
Electric | Ductless Heat Pump Heat Room Electric | SFWIN: Windows - Single Pane - to U30 - Resistance - MH | Single pane resistance windows: U-factor up to 0.30; manufactured home | 0
Electric | Ductless Heat Pump Heat Room Electric | LIW: Windows - Single Pane - to U30 - Resistance - MH | Single pane resistance windows: U-factor up to 0.30; manufactured home | 0
Electric | Ductless Heat Pump Heat Room Electric | Windows - Double Pane - Metal Frame - to U30 - ER - MH | Double pane metal-framed windows: U-factor up to 0.30; manufactured home heated with electric resistance | 0
Electric | Ductless Heat Pump Heat Room Electric | LIW: Windows - Double Pane - Metal Frame - to U30 - ER - MH | Double pane metal-framed windows: U-factor up to 0.30; manufactured home heated with electric resistance | 0
Electric | Ductless Heat Pump Heat Room Electric | Windows - Double Pane - from U60 to U30 - EH - MF | Double pane windows: U-factor from 0.60 to 0.30; multi-family dwelling heated with electricity | 0
Electric | Ductless Heat Pump Heat Room Electric | Windows - Double Pane - U30 - from SP U120 - EH - MF | Double pane windows: U-factor 0.30; from 1.20 single pane; multi-family dwelling heated with electricity | 0
Electric | Ductless Heat Pump Heat Room Electric | Windows - Single Pane - to U30 - Zonal - SF or DX - MI | Single pane windows: U-factor up to 0.30; single family or duplex dwelling with zonal heating; moderate income customer | 0
Electric | Ductless Heat Pump Heat Room Electric | Windows - Triple Pane - U22 - from DP U30 - EH - MF | Triple pane windows: U-factor 0.22; from 0.30 double pane; multi-family dwelling heated with electricity | 0
Electric | Ductless Heat Pump Heat Room Electric | Windows - Double Pane - from U60 to U30 - EH - MF - MI | Double pane windows: U-factor from 0.60 to 0.30; multi-family dwelling heated with electricity; moderate income customer | 0
Electric | Ductless Heat Pump Heat Room Electric | Windows - Double Pane - Metal Frame - to U22 - Zonal - SF or DX | Double pane metal-framed windows: U-factor up to 0.22; single family or duplex dwelling with zonal heating | 0
Electric | Ductless Heat Pump Heat Room Electric | Windows - Double Pane - Metal Frame - to U22 - Zonal - SF or DX - MI | Double pane metal-framed windows: U-factor up to 0.22; single family or duplex dwelling with zonal heating; moderate income customer | 0
Electric | Ductless Heat Pump Heat Room Electric | Windows - Double Pane - U30 - from SP U120 - EH - MF - MI | Double pane windows: U-factor 0.30; from 1.20 single pane; multi-family dwelling heated with electricity; moderate income customer | 0
Electric | Ductless Heat Pump Heat Room Electric | Windows - Single Pane - to U22 - Zonal - SF or DX | Single pane windows: U-factor up to 0.22; single family or duplex dwelling with zonal heating | 0
Electric | Ductless Heat Pump Heat Room Electric | Windows - Single Pane - to U22 - Zonal - SF or DX - MI | Single pane windows: U-factor up to 0.22; single family or duplex dwelling with zonal heating; moderate income customer | 0
Electric | Ductless Heat Pump Heat Room Electric | Windows - Triple Pane - U22 - from DP U30 - EH - MF - MI | Triple pane windows: U-factor 0.22; from 0.30 double pane; multi-family dwelling heated with electricity; moderate income customer | 0
Electric | Ductless Heat Pump Heat Room Electric | Windows - Triple Pane - U22 - from DP U60 - EH - MF - MI | Triple pane windows: U-factor 0.22; from 0.60 double pane; multi-family dwelling heated with electricity; moderate income customer | 0
Electric | Ductless Heat Pump Heat Room Electric | Windows - Triple Pane - U22 - from SP U120 - EH - MF - MI | Triple pane windows: U-factor 0.22; from 1.20 single pane; multi-family dwelling heated with electricity; moderate income customer | 0
Electric | Ductless Heat Pump Heat Room Electric | Door Air Sealing - Door Sweeps and Weather Stripping | Add Door Sweeps and Weather Stripping | No Door Sweeps and Weather Stripping
Gas | Heat Central Gas Furnace Ductless Back-up | Insulated Door_R2.5 - R5_HZ1_Gas | Heating Energy | 0
Gas | Heat Central Gas Furnace Ductless Back-up | Tune-up - Furnace (Gas) | Furnace with Tune-up | Furnace with no Tune-up
Gas | Heat Central Gas Furnace Ductless Back-up | Door Air Sealing - Door Sweeps and Weather Stripping | Add Door Sweeps and Weather Stripping | No Door Sweeps and Weather Stripping
Gas | Heat Central Gas Furnace Ductless Back-up | Sealing - Air - Package - MF | Air sealing package: multi-family; gas (duplicates the SIR measure) | 0
Gas | Heat Central Gas Furnace Ductless Back-up | LIW: Sealing - Air - Package - MF - TE | Air sealing package: multi-family; gas (duplicates the SIR measure) | 0
Gas | Heat Central Gas Furnace Ductless Back-up | Sealing - Air - Attic - GH - SF or DX | Attic air sealing: single family or duplex dwelling heated with natural gas | 0
Gas | Heat Central Gas Furnace Ductless Back-up | SFWX: Sealing - Duct - NG | Duct sealing: home heated with natural gas | 0
Gas | Heat Central Gas Furnace Ductless Back-up | Sealing - Duct - GH - MH | Duct sealing: manufactured home heated with natural gas | 0
Gas | Heat Central Gas Furnace Ductless Back-up | LIW: Sealing - Duct - MH - TG | Duct sealing: mobile home; natural gas | 0
Gas | Heat Central Gas Furnace Ductless Back-up | LIW: Sealing - Duct - SF - TG | Duct sealing: single family; natural gas | 0
Gas | Heat Central Gas Furnace Ductless Back-up | LIW: Sealing - Air - Prescriptive - SF -TG | Shell sealing: single family prescriptive; gas | 0
Gas | Heat Central Gas Furnace Ductless Back-up | Sealing - Air - Prescriptive - MH | Shell sealing: mobile home prescriptive; gas | 0
Gas | Heat Central Gas Furnace Ductless Back-up | LIW: Sealing - Air - Prescriptive - MH -TG | Shell sealing: mobile home prescriptive; gas | 0
Gas | Heat Central Gas Furnace Ductless Back-up | Insulation - Duct - R0 to R11 - MF - TG | Duct insulation: R0 to R11; multi-family; natural gas | 0
Gas | Heat Central Gas Furnace Ductless Back-up | LIW: Insulation - Duct - R0 to R11 - MF - TG | Duct insulation: R0 to R11; multi-family; natural gas | 0
Gas | Heat Central Gas Furnace Ductless Back-up | Insulation - Duct - R0 to R11 - SF - TG | Duct insulation: R0 to R11; single family; natural gas | 0
Gas | Heat Central Gas Furnace Ductless Back-up | LIW: Insulation - Duct - R0 to R11 - SF - TG | Duct insulation: R0 to R11; single family; natural gas | 0
Gas | Heat Central Gas Furnace Ductless Back-up | Insulation - Floor - R11 to R22 - MH | Floor insulation: R11 to R22; mobile home; natural gas | 0
Gas | Heat Central Gas Furnace Ductless Back-up | LIW: Insulation - Floor - R0 to R22 - MH - TG | Floor insulation: R0 to R22; mobile home; natural gas | 0
Gas | Heat Central Gas Furnace Ductless Back-up | LIW: Insulation - Floor - R0 to R30 - MF - TG | Floor insulation: R0 to R30; multi-family; natural gas | 0
Gas | Heat Central Gas Furnace Ductless Back-up | LIW: Insulation - Floor - R0 to R30 - SF - TG | Floor insulation: R0 to R30; single family; natural gas | 0
Gas | Heat Central Gas Furnace Ductless Back-up | LIW: Insulation - Wall - R0 to R11 - MF - TG | Wall insulation: R0 to R11; multi-family; natural gas | 0
Gas | Heat Central Gas Furnace Ductless Back-up | Insulation - Wall - R0 to R11 - MH | Wall insulation: R0 to R11; mobile home; natural gas | 0
Gas | Heat Central Gas Furnace Ductless Back-up | LIW: Insulation - Wall - R0 to R11 - MH - TG | Wall insulation: R0 to R11; mobile home; natural gas | 0
Gas | Heat Central Gas Furnace Ductless Back-up | LIW: Insulation - Wall - R0 to R11 - SF - TG | Wall insulation: R0 to R11; single family; natural gas | 0
Gas | Heat Central Gas Furnace Ductless Back-up | LIW: Insulation - Attic - R0 to R30 - MH - TG | Attic insulation: R0 to R30; mobile home; natural gas | 0
Gas | Heat Central Gas Furnace Ductless Back-up | LIW: Insulation - Attic - R0 to R38 - MF - TG | Attic insulation: R0 to R38; multi-family; natural gas | 0
Gas | Heat Central Gas Furnace Ductless Back-up | LIW: Insulation - Attic - R0 to R49 - MF - TG | Attic insulation: R0 to R49; multi-family; natural gas | 0
Gas | Heat Central Gas Furnace Ductless Back-up | LIW: Insulation - Attic - R0 to R49 - SF - TG | Attic insulation: R0 to R49; single family; natural gas | 0
Gas | Heat Central Gas Furnace Ductless Back-up | LIW: Insulation - Attic - R11 to R49 - SF - TG | Attic insulation: R11 to R49; single family; natural gas | 0
Gas | Heat Central Gas Furnace Ductless Back-up | SFWX: Insulation - Attic - R0 to R49 - NG | Attic Insulation: R0 to R49; home heated with natural gas | 0
Gas | Heat Central Gas Furnace Ductless Back-up | SFWX: Insulation - Attic - R11 to R49 - NG | Attic Insulation: R11 to R49; home heated with natural gas | 0
Gas | Heat Central Gas Furnace Ductless Back-up | SFWX: Insulation - Floor - R0 to R22 - NG - MH | Floor Insulation: R0 to R22; manufactured home heated with natural gas | 0
Gas | Heat Central Gas Furnace Ductless Back-up | LIW: Insulation - Floor - R11 to R22 - MH - TE | Floor Insulation: R11 to R22; manufactured home heated with natural gas | 0
Gas | Heat Central Gas Furnace Ductless Back-up | SFWX: Insulation - Floor - R0 to R30 - NG | Floor Insulation: R0 to R30; home heated with natural gas | 0
Gas | Heat Central Gas Furnace Ductless Back-up | SFWX: Insulation - Wall - R0 to R13 - NG | Wall insulation: R0 to R13: home heated with natural gas | 0
Gas | Heat Central Gas Furnace Ductless Back-up | Insulation - Attic - R0 to R38 - NG | Attic insulation: R0 to R38; natural gas heating | 0
Gas | Heat Central Gas Furnace Ductless Back-up | Insulation - Attic - R11 to R38 - NG | Attic insulation: R11 to R38; natural gas heating | 0
Gas | Heat Central Gas Furnace Ductless Back-up | MFRFT: Insulation - Floor - R0 to R30 - NG | Floor insulation: R0 to R30; natural gas heating | 0
Gas | Heat Central Gas Furnace Ductless Back-up | MFRFT: Insulation - Wall - R0 to R11 - NG | Wall insulation: R0 to R11; natural gas heating | 0
Gas | Heat Central Gas Furnace Ductless Back-up | LIW: Insulation - Attic - R0 to R22 - MH - TG | Attic insulation: R0 to R22; mobile home; gas | 0
Gas | Heat Central Gas Furnace Ductless Back-up | Insulation - Attic - R0 to R22 - NG - MH - Pre HUD | Attic insulation: R0 to R22; Pre-HUD manufactured home heated with natural gas | 0
Gas | Heat Central Gas Furnace Ductless Back-up | Insulation - Attic - R0 to R30 - NG - MH - HUD | Attic insulation: R0 to R30; HUD manufactured home heated with natural gas | 0
Gas | Heat Central Gas Furnace Ductless Back-up | Insulation - Floor - R11 to R30 - GH - MF | R11 to R30 floor insulation: multi-family dwelling heated with natural gas | 0
Gas | Heat Central Gas Furnace Ductless Back-up | LIW: Insulation - Floor - R11 to R30 - GH - MF | R11 to R30 floor insulation: multi-family dwelling heated with natural gas | 0
Gas | Heat Central Gas Furnace Ductless Back-up | Insulation - Attic - R0 to R49 - GH - MF | R0 to R49 attic insulation: multi-family dwelling heated with natural gas | 0
Gas | Heat Central Gas Furnace Ductless Back-up | Insulation - Attic - R19 to R49 - GH - MF | R19 to R49 attic insulation: multi-family dwelling heated with natural gas | 0
Gas | Heat Central Gas Furnace Ductless Back-up | LIW: Insulation - Attic - R19 to R49 - GH - MF | R19 to R49 attic insulation: multi-family dwelling heated with natural gas | 0
Gas | Heat Central Gas Furnace Ductless Back-up | LIW: Thermostat - ESS - MF - TG | Energy star smart thermostat: multi-family; gas | 0
Gas | Heat Central Gas Furnace Ductless Back-up | LIW: Thermostat - ESS - MH - TG | Energy star smart thermostat: mobile home; gas | 0
Gas | Heat Central Gas Furnace Ductless Back-up | LIW: Thermostat - ESS - SF - TG | Energy star smart thermostat: single family; gas | 0
Gas | Heat Central Gas Furnace Ductless Back-up | Thermostat - Smart - GH - Res | Smart thermostat: home heated with natural gas | 0
Gas | Heat Central Gas Furnace Ductless Back-up | SFWIN: Windows - Single Pane - to U30 - NG | Single pane windows: U-factor up to 0.30; home heated with natural gas | 0
Gas | Heat Central Gas Furnace Ductless Back-up | SFWIN: Windows - Single Pane - to U30 - NG - MH | Single pane windows: U-factor up to 0.30; manufactured home heated with natural gas | 0
Gas | Heat Central Gas Furnace Ductless Back-up | LIW: Windows - Single Pane - to U30 - NG - MH | Single pane windows: U-factor up to 0.30; manufactured home heated with natural gas | 0
Gas | Heat Central Gas Furnace Ductless Back-up | Windows - Double Pane - Metal Frame - to U30 - NG - MH | Double pane metal-framed windows: U-factor up to 0.30; manufactured home heated with natural gas | 0
Gas | Heat Central Gas Furnace Ductless Back-up | LIW: Windows - Double Pane - Metal Frame - to U30 - NG - MH | Double pane metal-framed windows: U-factor up to 0.30; manufactured home heated with natural gas | 0
Gas | Heat Central Gas Furnace Ductless Back-up | LIW: Windows - SP to DP - SF - TG | Double pane windows: upgrade from single pane; single family dwelling heated with natural gas; low income customer | 0
Gas | Heat Central Gas Furnace Ductless Back-up | Windows - Double Pane - U30 - from SP U120 - GH - MF | Double pane windows: U-factor 0.30; from 1.20 single pane; multi-family dwelling heated with natural gas | 0
Gas | Heat Central Gas Furnace Ductless Back-up | Windows - Single Pane - to U30 - GH - SF or DX - MI | Single pane windows: U-factor up to 0.30; single family or duplex dwelling heated with natural gas; moderate income customer | 0
Gas | Heat Central Gas Furnace Ductless Back-up | Windows - Double Pane - from U60 to U30 - GH - MF | Double pane windows: U-factor from 0.60 to 0.30; multi-family dwelling heated with natural gas | 0
Gas | Heat Central Gas Furnace Ductless Back-up | Windows - Triple Pane - U22 - from DP U30 - GH - MF | Triple pane windows: U-factor 0.22; from 0.30 double pane; multi-family dwelling heated with natural gas | 0
Gas | Heat Central Gas Furnace Ductless Back-up | Windows - Double Pane - from U60 to U30 - GH - MF - MI | Double pane windows: U-factor from 0.60 to 0.30; multi-family dwelling heated with natural gas; moderate income customer | 0
Gas | Heat Central Gas Furnace Ductless Back-up | Windows - Double Pane - Metal Frame - to U22 - GH - SF or DX | Double pane metal-framed windows: U-factor up to 0.22; single family or duplex dwelling heated with natural gas | 0
Gas | Heat Central Gas Furnace Ductless Back-up | Windows - Double Pane - Metal Frame - to U22 - GH - SF or DX - MI | Double pane metal-framed windows: U-factor up to 0.22; single family or duplex dwelling heated with natural gas; moderate income customer | 0
Gas | Heat Central Gas Furnace Ductless Back-up | Windows - Double Pane - U30 - from SP U120 - GH - MF - MI | Double pane windows: U-factor 0.30; from 1.20 single pane; multi-family dwelling heated with natural gas; moderate income customer | 0
Gas | Heat Central Gas Furnace Ductless Back-up | Windows - Single Pane - to U22 - GH - SF or DX | Single pane windows: U-factor up to 0.22; single family or duplex dwelling heated with natural gas | 0
Gas | Heat Central Gas Furnace Ductless Back-up | Windows - Single Pane - to U22 - GH - SF or DX - MI | Single pane windows: U-factor up to 0.22; single family or duplex dwelling heated with natural gas; moderate income customer | 0
Gas | Heat Central Gas Furnace Ductless Back-up | Windows - Triple Pane - U22 - from DP U30 - GH - MF - MI | Triple pane windows: U-factor 0.22; from 0.30 double pane; multi-family dwelling heated with natural gas; moderate income customer | 0
Gas | Heat Central Gas Furnace Ductless Back-up | Windows - Triple Pane - U22 - from DP U60 - GH - MF - MI | Triple pane windows: U-factor 0.22; from 0.60 double pane; multi-family dwelling heated with natural gas; moderate income customer | 0
Gas | Heat Central Gas Furnace Ductless Back-up | Windows - Triple Pane - U22 - from SP U120 - GH - MF - MI | Triple pane windows: U-factor 0.22; from 1.20 single pane; multi-family dwelling heated with natural gas; moderate income customer | 0
Gas | Heat Central Gas Furnace Ductless Back-up | Low E Storm Window_Single Pane Wood Frame_HZ1_Gas | Heating Energy | 0
Gas | Heat Central Gas Furnace Ductless Back-up | Low E Storm Window_Single Pane Metal Frame_HZ1_Gas | Heating Energy | 0
Gas | Heat Central Gas Furnace Ductless Back-up | Low E Storm Window_Double Pane Metal Frame_HZ1_Gas | Heating Energy | 0
Gas | Heat Central Gas Furnace Ductless Back-up | Windows - Add a Low-e Storm Window to an existing Single Paned Window - Heating Zone 1 (Gas FAF - Non-Condensing) | Gas Heating and Cooling | 0
Gas | Heat Central Gas Furnace Ductless Back-up | Windows - Add a Low-e Storm Window to an existing Double Paned Window - Heating Zone 1 (Gas FAF - Non-Condensing) | Gas Heating and Cooling | 0
Gas | Heat Central Gas Furnace Ductless Back-up | Non-Condensing - Gas Furnace_HZ1_Low-e Storm Window for existing Single Pane Window (per sf) | Gas Heating & Cooling | 0
Gas | Heat Central Gas Furnace Ductless Back-up | Non-Condensing - Gas Furnace_HZ1_Low-e Storm Window for existing Double Pane Window (per sf) | Gas Heating & Cooling | 0
Gas | Heat Central Gas Furnace Hybrid Heat Pump Back-up | Insulated Door_R2.5 - R5_HZ1_Gas | Heating Energy | 0
Gas | Heat Central Gas Furnace Hybrid Heat Pump Back-up | Tune-up - Furnace (Gas) | Furnace with Tune-up | Furnace with no Tune-up
Gas | Heat Central Gas Furnace Hybrid Heat Pump Back-up | Door Air Sealing - Door Sweeps and Weather Stripping | Add Door Sweeps and Weather Stripping | No Door Sweeps and Weather Stripping
Gas | Heat Central Gas Furnace Hybrid Heat Pump Back-up | Sealing - Air - Package - MF | Air sealing package: multi-family; gas (duplicates the SIR measure) | 0
Gas | Heat Central Gas Furnace Hybrid Heat Pump Back-up | LIW: Sealing - Air - Package - MF - TE | Air sealing package: multi-family; gas (duplicates the SIR measure) | 0
Gas | Heat Central Gas Furnace Hybrid Heat Pump Back-up | Sealing - Air - Attic - GH - SF or DX | Attic air sealing: single family or duplex dwelling heated with natural gas | 0
Gas | Heat Central Gas Furnace Hybrid Heat Pump Back-up | SFWX: Sealing - Duct - NG | Duct sealing: home heated with natural gas | 0
Gas | Heat Central Gas Furnace Hybrid Heat Pump Back-up | Sealing - Duct - GH - MH | Duct sealing: manufactured home heated with natural gas | 0
Gas | Heat Central Gas Furnace Hybrid Heat Pump Back-up | LIW: Sealing - Duct - MH - TG | Duct sealing: mobile home; natural gas | 0
Gas | Heat Central Gas Furnace Hybrid Heat Pump Back-up | LIW: Sealing - Duct - SF - TG | Duct sealing: single family; natural gas | 0
Gas | Heat Central Gas Furnace Hybrid Heat Pump Back-up | LIW: Sealing - Air - Prescriptive - SF -TG | Shell sealing: single family prescriptive; gas | 0
Gas | Heat Central Gas Furnace Hybrid Heat Pump Back-up | Sealing - Air - Prescriptive - MH | Shell sealing: mobile home prescriptive; gas | 0
Gas | Heat Central Gas Furnace Hybrid Heat Pump Back-up | LIW: Sealing - Air - Prescriptive - MH -TG | Shell sealing: mobile home prescriptive; gas | 0
Gas | Heat Central Gas Furnace Hybrid Heat Pump Back-up | Insulation - Duct - R0 to R11 - MF - TG | Duct insulation: R0 to R11; multi-family; natural gas | 0
Gas | Heat Central Gas Furnace Hybrid Heat Pump Back-up | LIW: Insulation - Duct - R0 to R11 - MF - TG | Duct insulation: R0 to R11; multi-family; natural gas | 0
Gas | Heat Central Gas Furnace Hybrid Heat Pump Back-up | Insulation - Duct - R0 to R11 - SF - TG | Duct insulation: R0 to R11; single family; natural gas | 0
Gas | Heat Central Gas Furnace Hybrid Heat Pump Back-up | LIW: Insulation - Duct - R0 to R11 - SF - TG | Duct insulation: R0 to R11; single family; natural gas | 0
Gas | Heat Central Gas Furnace Hybrid Heat Pump Back-up | Insulation - Floor - R11 to R22 - MH | Floor insulation: R11 to R22; mobile home; natural gas | 0
Gas | Heat Central Gas Furnace Hybrid Heat Pump Back-up | LIW: Insulation - Floor - R0 to R22 - MH - TG | Floor insulation: R0 to R22; mobile home; natural gas | 0
Gas | Heat Central Gas Furnace Hybrid Heat Pump Back-up | LIW: Insulation - Floor - R0 to R30 - MF - TG | Floor insulation: R0 to R30; multi-family; natural gas | 0
Gas | Heat Central Gas Furnace Hybrid Heat Pump Back-up | LIW: Insulation - Floor - R0 to R30 - SF - TG | Floor insulation: R0 to R30; single family; natural gas | 0
Gas | Heat Central Gas Furnace Hybrid Heat Pump Back-up | LIW: Insulation - Wall - R0 to R11 - MF - TG | Wall insulation: R0 to R11; multi-family; natural gas | 0
Gas | Heat Central Gas Furnace Hybrid Heat Pump Back-up | Insulation - Wall - R0 to R11 - MH | Wall insulation: R0 to R11; mobile home; natural gas | 0
Gas | Heat Central Gas Furnace Hybrid Heat Pump Back-up | LIW: Insulation - Wall - R0 to R11 - MH - TG | Wall insulation: R0 to R11; mobile home; natural gas | 0
Gas | Heat Central Gas Furnace Hybrid Heat Pump Back-up | LIW: Insulation - Wall - R0 to R11 - SF - TG | Wall insulation: R0 to R11; single family; natural gas | 0
Gas | Heat Central Gas Furnace Hybrid Heat Pump Back-up | LIW: Insulation - Attic - R0 to R30 - MH - TG | Attic insulation: R0 to R30; mobile home; natural gas | 0
Gas | Heat Central Gas Furnace Hybrid Heat Pump Back-up | LIW: Insulation - Attic - R0 to R38 - MF - TG | Attic insulation: R0 to R38; multi-family; natural gas | 0
Gas | Heat Central Gas Furnace Hybrid Heat Pump Back-up | LIW: Insulation - Attic - R0 to R49 - MF - TG | Attic insulation: R0 to R49; multi-family; natural gas | 0
Gas | Heat Central Gas Furnace Hybrid Heat Pump Back-up | LIW: Insulation - Attic - R0 to R49 - SF - TG | Attic insulation: R0 to R49; single family; natural gas | 0
Gas | Heat Central Gas Furnace Hybrid Heat Pump Back-up | LIW: Insulation - Attic - R11 to R49 - SF - TG | Attic insulation: R11 to R49; single family; natural gas | 0
Gas | Heat Central Gas Furnace Hybrid Heat Pump Back-up | SFWX: Insulation - Attic - R0 to R49 - NG | Attic Insulation: R0 to R49; home heated with natural gas | 0
Gas | Heat Central Gas Furnace Hybrid Heat Pump Back-up | SFWX: Insulation - Attic - R11 to R49 - NG | Attic Insulation: R11 to R49; home heated with natural gas | 0
Gas | Heat Central Gas Furnace Hybrid Heat Pump Back-up | SFWX: Insulation - Floor - R0 to R22 - NG - MH | Floor Insulation: R0 to R22; manufactured home heated with natural gas | 0
Gas | Heat Central Gas Furnace Hybrid Heat Pump Back-up | LIW: Insulation - Floor - R11 to R22 - MH - TE | Floor Insulation: R11 to R22; manufactured home heated with natural gas | 0
Gas | Heat Central Gas Furnace Hybrid Heat Pump Back-up | SFWX: Insulation - Floor - R0 to R30 - NG | Floor Insulation: R0 to R30; home heated with natural gas | 0
Gas | Heat Central Gas Furnace Hybrid Heat Pump Back-up | SFWX: Insulation - Wall - R0 to R13 - NG | Wall insulation: R0 to R13: home heated with natural gas | 0
Gas | Heat Central Gas Furnace Hybrid Heat Pump Back-up | Insulation - Attic - R0 to R38 - NG | Attic insulation: R0 to R38; natural gas heating | 0
Gas | Heat Central Gas Furnace Hybrid Heat Pump Back-up | Insulation - Attic - R11 to R38 - NG | Attic insulation: R11 to R38; natural gas heating | 0
Gas | Heat Central Gas Furnace Hybrid Heat Pump Back-up | MFRFT: Insulation - Floor - R0 to R30 - NG | Floor insulation: R0 to R30; natural gas heating | 0
Gas | Heat Central Gas Furnace Hybrid Heat Pump Back-up | MFRFT: Insulation - Wall - R0 to R11 - NG | Wall insulation: R0 to R11; natural gas heating | 0
Gas | Heat Central Gas Furnace Hybrid Heat Pump Back-up | LIW: Insulation - Attic - R0 to R22 - MH - TG | Attic insulation: R0 to R22; mobile home; gas | 0
Gas | Heat Central Gas Furnace Hybrid Heat Pump Back-up | Insulation - Attic - R0 to R22 - NG - MH - Pre HUD | Attic insulation: R0 to R22; Pre-HUD manufactured home heated with natural gas | 0
Gas | Heat Central Gas Furnace Hybrid Heat Pump Back-up | Insulation - Attic - R0 to R30 - NG - MH - HUD | Attic insulation: R0 to R30; HUD manufactured home heated with natural gas | 0
Gas | Heat Central Gas Furnace Hybrid Heat Pump Back-up | Insulation - Floor - R11 to R30 - GH - MF | R11 to R30 floor insulation: multi-family dwelling heated with natural gas | 0
Gas | Heat Central Gas Furnace Hybrid Heat Pump Back-up | LIW: Insulation - Floor - R11 to R30 - GH - MF | R11 to R30 floor insulation: multi-family dwelling heated with natural gas | 0
Gas | Heat Central Gas Furnace Hybrid Heat Pump Back-up | Insulation - Attic - R0 to R49 - GH - MF | R0 to R49 attic insulation: multi-family dwelling heated with natural gas | 0
Gas | Heat Central Gas Furnace Hybrid Heat Pump Back-up | Insulation - Attic - R19 to R49 - GH - MF | R19 to R49 attic insulation: multi-family dwelling heated with natural gas | 0
Gas | Heat Central Gas Furnace Hybrid Heat Pump Back-up | LIW: Insulation - Attic - R19 to R49 - GH - MF | R19 to R49 attic insulation: multi-family dwelling heated with natural gas | 0
Gas | Heat Central Gas Furnace Hybrid Heat Pump Back-up | LIW: Thermostat - ESS - MF - TG | Energy star smart thermostat: multi-family; gas | 0
Gas | Heat Central Gas Furnace Hybrid Heat Pump Back-up | LIW: Thermostat - ESS - MH - TG | Energy star smart thermostat: mobile home; gas | 0
Gas | Heat Central Gas Furnace Hybrid Heat Pump Back-up | LIW: Thermostat - ESS - SF - TG | Energy star smart thermostat: single family; gas | 0
Gas | Heat Central Gas Furnace Hybrid Heat Pump Back-up | Thermostat - Smart - GH - Res | Smart thermostat: home heated with natural gas | 0
Gas | Heat Central Gas Furnace Hybrid Heat Pump Back-up | SFWIN: Windows - Single Pane - to U30 - NG | Single pane windows: U-factor up to 0.30; home heated with natural gas | 0
Gas | Heat Central Gas Furnace Hybrid Heat Pump Back-up | SFWIN: Windows - Single Pane - to U30 - NG - MH | Single pane windows: U-factor up to 0.30; manufactured home heated with natural gas | 0
Gas | Heat Central Gas Furnace Hybrid Heat Pump Back-up | LIW: Windows - Single Pane - to U30 - NG - MH | Single pane windows: U-factor up to 0.30; manufactured home heated with natural gas | 0
Gas | Heat Central Gas Furnace Hybrid Heat Pump Back-up | Windows - Double Pane - Metal Frame - to U30 - NG - MH | Double pane metal-framed windows: U-factor up to 0.30; manufactured home heated with natural gas | 0
Gas | Heat Central Gas Furnace Hybrid Heat Pump Back-up | LIW: Windows - Double Pane - Metal Frame - to U30 - NG - MH | Double pane metal-framed windows: U-factor up to 0.30; manufactured home heated with natural gas | 0
Gas | Heat Central Gas Furnace Hybrid Heat Pump Back-up | LIW: Windows - SP to DP - SF - TG | Double pane windows: upgrade from single pane; single family dwelling heated with natural gas; low income customer | 0
Gas | Heat Central Gas Furnace Hybrid Heat Pump Back-up | Windows - Double Pane - U30 - from SP U120 - GH - MF | Double pane windows: U-factor 0.30; from 1.20 single pane; multi-family dwelling heated with natural gas | 0
Gas | Heat Central Gas Furnace Hybrid Heat Pump Back-up | Windows - Single Pane - to U30 - GH - SF or DX - MI | Single pane windows: U-factor up to 0.30; single family or duplex dwelling heated with natural gas; moderate income customer | 0
Gas | Heat Central Gas Furnace Hybrid Heat Pump Back-up | Windows - Double Pane - from U60 to U30 - GH - MF | Double pane windows: U-factor from 0.60 to 0.30; multi-family dwelling heated with natural gas | 0
Gas | Heat Central Gas Furnace Hybrid Heat Pump Back-up | Windows - Triple Pane - U22 - from DP U30 - GH - MF | Triple pane windows: U-factor 0.22; from 0.30 double pane; multi-family dwelling heated with natural gas | 0
Gas | Heat Central Gas Furnace Hybrid Heat Pump Back-up | Windows - Double Pane - from U60 to U30 - GH - MF - MI | Double pane windows: U-factor from 0.60 to 0.30; multi-family dwelling heated with natural gas; moderate income customer | 0
Gas | Heat Central Gas Furnace Hybrid Heat Pump Back-up | Windows - Double Pane - Metal Frame - to U22 - GH - SF or DX | Double pane metal-framed windows: U-factor up to 0.22; single family or duplex dwelling heated with natural gas | 0
Gas | Heat Central Gas Furnace Hybrid Heat Pump Back-up | Windows - Double Pane - Metal Frame - to U22 - GH - SF or DX - MI | Double pane metal-framed windows: U-factor up to 0.22; single family or duplex dwelling heated with natural gas; moderate income customer | 0
Gas | Heat Central Gas Furnace Hybrid Heat Pump Back-up | Windows - Double Pane - U30 - from SP U120 - GH - MF - MI | Double pane windows: U-factor 0.30; from 1.20 single pane; multi-family dwelling heated with natural gas; moderate income customer | 0
Gas | Heat Central Gas Furnace Hybrid Heat Pump Back-up | Windows - Single Pane - to U22 - GH - SF or DX | Single pane windows: U-factor up to 0.22; single family or duplex dwelling heated with natural gas | 0
Gas | Heat Central Gas Furnace Hybrid Heat Pump Back-up | Windows - Single Pane - to U22 - GH - SF or DX - MI | Single pane windows: U-factor up to 0.22; single family or duplex dwelling heated with natural gas; moderate income customer | 0
Gas | Heat Central Gas Furnace Hybrid Heat Pump Back-up | Windows - Triple Pane - U22 - from DP U30 - GH - MF - MI | Triple pane windows: U-factor 0.22; from 0.30 double pane; multi-family dwelling heated with natural gas; moderate income customer | 0
Gas | Heat Central Gas Furnace Hybrid Heat Pump Back-up | Windows - Triple Pane - U22 - from DP U60 - GH - MF - MI | Triple pane windows: U-factor 0.22; from 0.60 double pane; multi-family dwelling heated with natural gas; moderate income customer | 0
Gas | Heat Central Gas Furnace Hybrid Heat Pump Back-up | Windows - Triple Pane - U22 - from SP U120 - GH - MF - MI | Triple pane windows: U-factor 0.22; from 1.20 single pane; multi-family dwelling heated with natural gas; moderate income customer | 0
Gas | Heat Central Gas Furnace Hybrid Heat Pump Back-up | Low E Storm Window_Single Pane Wood Frame_HZ1_Gas | Heating Energy | 0
Gas | Heat Central Gas Furnace Hybrid Heat Pump Back-up | Low E Storm Window_Single Pane Metal Frame_HZ1_Gas | Heating Energy | 0
Gas | Heat Central Gas Furnace Hybrid Heat Pump Back-up | Low E Storm Window_Double Pane Metal Frame_HZ1_Gas | Heating Energy | 0
Gas | Heat Central Gas Furnace Hybrid Heat Pump Back-up | Windows - Add a Low-e Storm Window to an existing Single Paned Window - Heating Zone 1 (Gas FAF - Non-Condensing) | Gas Heating and Cooling | 0
Gas | Heat Central Gas Furnace Hybrid Heat Pump Back-up | Windows - Add a Low-e Storm Window to an existing Double Paned Window - Heating Zone 1 (Gas FAF - Non-Condensing) | Gas Heating and Cooling | 0
Gas | Heat Central Gas Furnace Hybrid Heat Pump Back-up | Non-Condensing - Gas Furnace_HZ1_Low-e Storm Window for existing Single Pane Window (per sf) | Gas Heating & Cooling | 0
Gas | Heat Central Gas Furnace Hybrid Heat Pump Back-up | Non-Condensing - Gas Furnace_HZ1_Low-e Storm Window for existing Double Pane Window (per sf) | Gas Heating & Cooling | 0
Gas | Heat Central Gas Boiler Ductless Back-up | Insulated Door_R2.5 - R5_HZ1_Gas | Heating Energy | 0
Gas | Heat Central Gas Boiler Ductless Back-up | Boiler - Controls | Boiler Reset Controls | No Boiler Control
Gas | Heat Central Gas Boiler Ductless Back-up | Tune-up - Boiler | Boiler with Tune-up | Boiler with no Tune-up
Gas | Heat Central Gas Boiler Ductless Back-up | Door Air Sealing - Door Sweeps and Weather Stripping | Add Door Sweeps and Weather Stripping | No Door Sweeps and Weather Stripping
Gas | Heat Central Gas Boiler Ductless Back-up | Steam Trap Repair | Steam Trap Repair | Existing Steam Trap with no Maintenance
Gas | Heat Central Gas Boiler Ductless Back-up | Pipe Insulation - Boiler - Code | R-4 Pipe Insulation | Average Existing Pipe Insulation
Gas | Heat Central Gas Boiler Ductless Back-up | Pipe Insulation - Boiler - Above Code | R-8 Pipe Insulation | R-4 Pipe Insulation
Gas | Heat Central Gas Boiler Ductless Back-up | Sealing - Air - Package - MF | Air sealing package: multi-family; gas (duplicates the SIR measure) | 0
Gas | Heat Central Gas Boiler Ductless Back-up | LIW: Sealing - Air - Package - MF - TE | Air sealing package: multi-family; gas (duplicates the SIR measure) | 0
Gas | Heat Central Gas Boiler Ductless Back-up | Sealing - Air - Attic - GH - SF or DX | Attic air sealing: single family or duplex dwelling heated with natural gas | 0
Gas | Heat Central Gas Boiler Ductless Back-up | LIW: Sealing - Air - Prescriptive - SF -TG | Shell sealing: single family prescriptive; gas | 0
Gas | Heat Central Gas Boiler Ductless Back-up | Sealing - Air - Prescriptive - MH | Shell sealing: mobile home prescriptive; gas | 0
Gas | Heat Central Gas Boiler Ductless Back-up | LIW: Sealing - Air - Prescriptive - MH -TG | Shell sealing: mobile home prescriptive; gas | 0
Gas | Heat Central Gas Boiler Ductless Back-up | Insulation - Floor - R11 to R22 - MH | Floor insulation: R11 to R22; mobile home; natural gas | 0
Gas | Heat Central Gas Boiler Ductless Back-up | LIW: Insulation - Floor - R0 to R22 - MH - TG | Floor insulation: R0 to R22; mobile home; natural gas | 0
Gas | Heat Central Gas Boiler Ductless Back-up | LIW: Insulation - Floor - R0 to R30 - MF - TG | Floor insulation: R0 to R30; multi-family; natural gas | 0
Gas | Heat Central Gas Boiler Ductless Back-up | LIW: Insulation - Floor - R0 to R30 - SF - TG | Floor insulation: R0 to R30; single family; natural gas | 0
Gas | Heat Central Gas Boiler Ductless Back-up | LIW: Insulation - Wall - R0 to R11 - MF - TG | Wall insulation: R0 to R11; multi-family; natural gas | 0
Gas | Heat Central Gas Boiler Ductless Back-up | Insulation - Wall - R0 to R11 - MH | Wall insulation: R0 to R11; mobile home; natural gas | 0
Gas | Heat Central Gas Boiler Ductless Back-up | LIW: Insulation - Wall - R0 to R11 - MH - TG | Wall insulation: R0 to R11; mobile home; natural gas | 0
Gas | Heat Central Gas Boiler Ductless Back-up | LIW: Insulation - Wall - R0 to R11 - SF - TG | Wall insulation: R0 to R11; single family; natural gas | 0
Gas | Heat Central Gas Boiler Ductless Back-up | LIW: Insulation - Attic - R0 to R30 - MH - TG | Attic insulation: R0 to R30; mobile home; natural gas | 0
Gas | Heat Central Gas Boiler Ductless Back-up | LIW: Insulation - Attic - R0 to R38 - MF - TG | Attic insulation: R0 to R38; multi-family; natural gas | 0
Gas | Heat Central Gas Boiler Ductless Back-up | LIW: Insulation - Attic - R0 to R49 - MF - TG | Attic insulation: R0 to R49; multi-family; natural gas | 0
Gas | Heat Central Gas Boiler Ductless Back-up | LIW: Insulation - Attic - R0 to R49 - SF - TG | Attic insulation: R0 to R49; single family; natural gas | 0
Gas | Heat Central Gas Boiler Ductless Back-up | LIW: Insulation - Attic - R11 to R49 - SF - TG | Attic insulation: R11 to R49; single family; natural gas | 0
Gas | Heat Central Gas Boiler Ductless Back-up | SFWX: Insulation - Attic - R0 to R49 - NG | Attic Insulation: R0 to R49; home heated with natural gas | 0
Gas | Heat Central Gas Boiler Ductless Back-up | SFWX: Insulation - Attic - R11 to R49 - NG | Attic Insulation: R11 to R49; home heated with natural gas | 0
Gas | Heat Central Gas Boiler Ductless Back-up | SFWX: Insulation - Floor - R0 to R22 - NG - MH | Floor Insulation: R0 to R22; manufactured home heated with natural gas | 0
Gas | Heat Central Gas Boiler Ductless Back-up | LIW: Insulation - Floor - R11 to R22 - MH - TE | Floor Insulation: R11 to R22; manufactured home heated with natural gas | 0
Gas | Heat Central Gas Boiler Ductless Back-up | SFWX: Insulation - Floor - R0 to R30 - NG | Floor Insulation: R0 to R30; home heated with natural gas | 0
Gas | Heat Central Gas Boiler Ductless Back-up | SFWX: Insulation - Wall - R0 to R13 - NG | Wall insulation: R0 to R13: home heated with natural gas | 0
Gas | Heat Central Gas Boiler Ductless Back-up | Insulation - Attic - R0 to R38 - NG | Attic insulation: R0 to R38; natural gas heating | 0
Gas | Heat Central Gas Boiler Ductless Back-up | Insulation - Attic - R11 to R38 - NG | Attic insulation: R11 to R38; natural gas heating | 0
Gas | Heat Central Gas Boiler Ductless Back-up | MFRFT: Insulation - Floor - R0 to R30 - NG | Floor insulation: R0 to R30; natural gas heating | 0
Gas | Heat Central Gas Boiler Ductless Back-up | MFRFT: Insulation - Wall - R0 to R11 - NG | Wall insulation: R0 to R11; natural gas heating | 0
Gas | Heat Central Gas Boiler Ductless Back-up | LIW: Insulation - Attic - R0 to R22 - MH - TG | Attic insulation: R0 to R22; mobile home; gas | 0
Gas | Heat Central Gas Boiler Ductless Back-up | Insulation - Attic - R0 to R22 - NG - MH - Pre HUD | Attic insulation: R0 to R22; Pre-HUD manufactured home heated with natural gas | 0
Gas | Heat Central Gas Boiler Ductless Back-up | Insulation - Attic - R0 to R30 - NG - MH - HUD | Attic insulation: R0 to R30; HUD manufactured home heated with natural gas | 0
Gas | Heat Central Gas Boiler Ductless Back-up | Insulation - Floor - R11 to R30 - GH - MF | R11 to R30 floor insulation: multi-family dwelling heated with natural gas | 0
Gas | Heat Central Gas Boiler Ductless Back-up | LIW: Insulation - Floor - R11 to R30 - GH - MF | R11 to R30 floor insulation: multi-family dwelling heated with natural gas | 0
Gas | Heat Central Gas Boiler Ductless Back-up | Insulation - Attic - R0 to R49 - GH - MF | R0 to R49 attic insulation: multi-family dwelling heated with natural gas | 0
Gas | Heat Central Gas Boiler Ductless Back-up | Insulation - Attic - R19 to R49 - GH - MF | R19 to R49 attic insulation: multi-family dwelling heated with natural gas | 0
Gas | Heat Central Gas Boiler Ductless Back-up | LIW: Insulation - Attic - R19 to R49 - GH - MF | R19 to R49 attic insulation: multi-family dwelling heated with natural gas | 0
Gas | Heat Central Gas Boiler Ductless Back-up | LIW: Thermostat - ESS - MF - TG | Energy star smart thermostat: multi-family; gas | 0
Gas | Heat Central Gas Boiler Ductless Back-up | LIW: Thermostat - ESS - MH - TG | Energy star smart thermostat: mobile home; gas | 0
Gas | Heat Central Gas Boiler Ductless Back-up | LIW: Thermostat - ESS - SF - TG | Energy star smart thermostat: single family; gas | 0
Gas | Heat Central Gas Boiler Ductless Back-up | Thermostat - Smart - GH - Res | Smart thermostat: home heated with natural gas | 0
Gas | Heat Central Gas Boiler Ductless Back-up | SFWIN: Windows - Single Pane - to U30 - NG | Single pane windows: U-factor up to 0.30; home heated with natural gas | 0
Gas | Heat Central Gas Boiler Ductless Back-up | SFWIN: Windows - Single Pane - to U30 - NG - MH | Single pane windows: U-factor up to 0.30; manufactured home heated with natural gas | 0
Gas | Heat Central Gas Boiler Ductless Back-up | LIW: Windows - Single Pane - to U30 - NG - MH | Single pane windows: U-factor up to 0.30; manufactured home heated with natural gas | 0
Gas | Heat Central Gas Boiler Ductless Back-up | Windows - Double Pane - Metal Frame - to U30 - NG - MH | Double pane metal-framed windows: U-factor up to 0.30; manufactured home heated with natural gas | 0
Gas | Heat Central Gas Boiler Ductless Back-up | LIW: Windows - Double Pane - Metal Frame - to U30 - NG - MH | Double pane metal-framed windows: U-factor up to 0.30; manufactured home heated with natural gas | 0
Gas | Heat Central Gas Boiler Ductless Back-up | LIW: Windows - SP to DP - SF - TG | Double pane windows: upgrade from single pane; single family dwelling heated with natural gas; low income customer | 0
Gas | Heat Central Gas Boiler Ductless Back-up | Windows - Double Pane - U30 - from SP U120 - GH - MF | Double pane windows: U-factor 0.30; from 1.20 single pane; multi-family dwelling heated with natural gas | 0
Gas | Heat Central Gas Boiler Ductless Back-up | Windows - Single Pane - to U30 - GH - SF or DX - MI | Single pane windows: U-factor up to 0.30; single family or duplex dwelling heated with natural gas; moderate income customer | 0
Gas | Heat Central Gas Boiler Ductless Back-up | Windows - Double Pane - from U60 to U30 - GH - MF | Double pane windows: U-factor from 0.60 to 0.30; multi-family dwelling heated with natural gas | 0
Gas | Heat Central Gas Boiler Ductless Back-up | Windows - Triple Pane - U22 - from DP U30 - GH - MF | Triple pane windows: U-factor 0.22; from 0.30 double pane; multi-family dwelling heated with natural gas | 0
Gas | Heat Central Gas Boiler Ductless Back-up | Windows - Double Pane - from U60 to U30 - GH - MF - MI | Double pane windows: U-factor from 0.60 to 0.30; multi-family dwelling heated with natural gas; moderate income customer | 0
Gas | Heat Central Gas Boiler Ductless Back-up | Windows - Double Pane - Metal Frame - to U22 - GH - SF or DX | Double pane metal-framed windows: U-factor up to 0.22; single family or duplex dwelling heated with natural gas | 0
Gas | Heat Central Gas Boiler Ductless Back-up | Windows - Double Pane - Metal Frame - to U22 - GH - SF or DX - MI | Double pane metal-framed windows: U-factor up to 0.22; single family or duplex dwelling heated with natural gas; moderate income customer | 0
Gas | Heat Central Gas Boiler Ductless Back-up | Windows - Double Pane - U30 - from SP U120 - GH - MF - MI | Double pane windows: U-factor 0.30; from 1.20 single pane; multi-family dwelling heated with natural gas; moderate income customer | 0
Gas | Heat Central Gas Boiler Ductless Back-up | Windows - Single Pane - to U22 - GH - SF or DX | Single pane windows: U-factor up to 0.22; single family or duplex dwelling heated with natural gas | 0
Gas | Heat Central Gas Boiler Ductless Back-up | Windows - Single Pane - to U22 - GH - SF or DX - MI | Single pane windows: U-factor up to 0.22; single family or duplex dwelling heated with natural gas; moderate income customer | 0
Gas | Heat Central Gas Boiler Ductless Back-up | Windows - Triple Pane - U22 - from DP U30 - GH - MF - MI | Triple pane windows: U-factor 0.22; from 0.30 double pane; multi-family dwelling heated with natural gas; moderate income customer | 0
Gas | Heat Central Gas Boiler Ductless Back-up | Windows - Triple Pane - U22 - from DP U60 - GH - MF - MI | Triple pane windows: U-factor 0.22; from 0.60 double pane; multi-family dwelling heated with natural gas; moderate income customer | 0
Gas | Heat Central Gas Boiler Ductless Back-up | Windows - Triple Pane - U22 - from SP U120 - GH - MF - MI | Triple pane windows: U-factor 0.22; from 1.20 single pane; multi-family dwelling heated with natural gas; moderate income customer | 0
Gas | Heat Central Gas Boiler Ductless Back-up | Low E Storm Window_Single Pane Wood Frame_HZ1_Gas | Heating Energy | 0
Gas | Heat Central Gas Boiler Ductless Back-up | Low E Storm Window_Single Pane Metal Frame_HZ1_Gas | Heating Energy | 0
Gas | Heat Central Gas Boiler Ductless Back-up | Low E Storm Window_Double Pane Metal Frame_HZ1_Gas | Heating Energy | 0
Gas | Heat Central Gas Boiler Ductless Back-up | Windows - Add a Low-e Storm Window to an existing Single Paned Window - Heating Zone 1 (Gas FAF - Non-Condensing) | Gas Heating and Cooling | 0
Gas | Heat Central Gas Boiler Ductless Back-up | Windows - Add a Low-e Storm Window to an existing Double Paned Window - Heating Zone 1 (Gas FAF - Non-Condensing) | Gas Heating and Cooling | 0
Gas | Heat Central Gas Boiler Ductless Back-up | Non-Condensing - Gas Furnace_HZ1_Low-e Storm Window for existing Single Pane Window (per sf) | Gas Heating & Cooling | 0
Gas | Heat Central Gas Boiler Ductless Back-up | Non-Condensing - Gas Furnace_HZ1_Low-e Storm Window for existing Double Pane Window (per sf) | Gas Heating & Cooling | 0
Gas | Heat Room Gas Ductless Back-up | Insulated Door_R2.5 - R5_HZ1_Gas | Heating Energy | 0
Gas | Heat Room Gas Ductless Back-up | Door Air Sealing - Door Sweeps and Weather Stripping | Add Door Sweeps and Weather Stripping | No Door Sweeps and Weather Stripping
Gas | Heat Room Gas Ductless Back-up | Sealing - Air - Package - MF | Air sealing package: multi-family; gas (duplicates the SIR measure) | 0
Gas | Heat Room Gas Ductless Back-up | LIW: Sealing - Air - Package - MF - TE | Air sealing package: multi-family; gas (duplicates the SIR measure) | 0
Gas | Heat Room Gas Ductless Back-up | Sealing - Air - Attic - GH - SF or DX | Attic air sealing: single family or duplex dwelling heated with natural gas | 0
Gas | Heat Room Gas Ductless Back-up | LIW: Sealing - Air - Prescriptive - SF -TG | Shell sealing: single family prescriptive; gas | 0
Gas | Heat Room Gas Ductless Back-up | Sealing - Air - Prescriptive - MH | Shell sealing: mobile home prescriptive; gas | 0
Gas | Heat Room Gas Ductless Back-up | LIW: Sealing - Air - Prescriptive - MH -TG | Shell sealing: mobile home prescriptive; gas | 0
Gas | Heat Room Gas Ductless Back-up | Insulation - Floor - R11 to R22 - MH | Floor insulation: R11 to R22; mobile home; natural gas | 0
Gas | Heat Room Gas Ductless Back-up | LIW: Insulation - Floor - R0 to R22 - MH - TG | Floor insulation: R0 to R22; mobile home; natural gas | 0
Gas | Heat Room Gas Ductless Back-up | LIW: Insulation - Floor - R0 to R30 - MF - TG | Floor insulation: R0 to R30; multi-family; natural gas | 0
Gas | Heat Room Gas Ductless Back-up | LIW: Insulation - Floor - R0 to R30 - SF - TG | Floor insulation: R0 to R30; single family; natural gas | 0
Gas | Heat Room Gas Ductless Back-up | LIW: Insulation - Wall - R0 to R11 - MF - TG | Wall insulation: R0 to R11; multi-family; natural gas | 0
Gas | Heat Room Gas Ductless Back-up | Insulation - Wall - R0 to R11 - MH | Wall insulation: R0 to R11; mobile home; natural gas | 0
Gas | Heat Room Gas Ductless Back-up | LIW: Insulation - Wall - R0 to R11 - MH - TG | Wall insulation: R0 to R11; mobile home; natural gas | 0
Gas | Heat Room Gas Ductless Back-up | LIW: Insulation - Wall - R0 to R11 - SF - TG | Wall insulation: R0 to R11; single family; natural gas | 0
Gas | Heat Room Gas Ductless Back-up | LIW: Insulation - Attic - R0 to R30 - MH - TG | Attic insulation: R0 to R30; mobile home; natural gas | 0
Gas | Heat Room Gas Ductless Back-up | LIW: Insulation - Attic - R0 to R38 - MF - TG | Attic insulation: R0 to R38; multi-family; natural gas | 0
Gas | Heat Room Gas Ductless Back-up | LIW: Insulation - Attic - R0 to R49 - MF - TG | Attic insulation: R0 to R49; multi-family; natural gas | 0
Gas | Heat Room Gas Ductless Back-up | LIW: Insulation - Attic - R0 to R49 - SF - TG | Attic insulation: R0 to R49; single family; natural gas | 0
Gas | Heat Room Gas Ductless Back-up | LIW: Insulation - Attic - R11 to R49 - SF - TG | Attic insulation: R11 to R49; single family; natural gas | 0
Gas | Heat Room Gas Ductless Back-up | SFWX: Insulation - Attic - R0 to R49 - NG | Attic Insulation: R0 to R49; home heated with natural gas | 0
Gas | Heat Room Gas Ductless Back-up | SFWX: Insulation - Attic - R11 to R49 - NG | Attic Insulation: R11 to R49; home heated with natural gas | 0
Gas | Heat Room Gas Ductless Back-up | SFWX: Insulation - Floor - R0 to R22 - NG - MH | Floor Insulation: R0 to R22; manufactured home heated with natural gas | 0
Gas | Heat Room Gas Ductless Back-up | LIW: Insulation - Floor - R11 to R22 - MH - TE | Floor Insulation: R11 to R22; manufactured home heated with natural gas | 0
Gas | Heat Room Gas Ductless Back-up | SFWX: Insulation - Floor - R0 to R30 - NG | Floor Insulation: R0 to R30; home heated with natural gas | 0
Gas | Heat Room Gas Ductless Back-up | SFWX: Insulation - Wall - R0 to R13 - NG | Wall insulation: R0 to R13: home heated with natural gas | 0
Gas | Heat Room Gas Ductless Back-up | Insulation - Attic - R0 to R38 - NG | Attic insulation: R0 to R38; natural gas heating | 0
Gas | Heat Room Gas Ductless Back-up | Insulation - Attic - R11 to R38 - NG | Attic insulation: R11 to R38; natural gas heating | 0
Gas | Heat Room Gas Ductless Back-up | MFRFT: Insulation - Floor - R0 to R30 - NG | Floor insulation: R0 to R30; natural gas heating | 0
Gas | Heat Room Gas Ductless Back-up | MFRFT: Insulation - Wall - R0 to R11 - NG | Wall insulation: R0 to R11; natural gas heating | 0
Gas | Heat Room Gas Ductless Back-up | LIW: Insulation - Attic - R0 to R22 - MH - TG | Attic insulation: R0 to R22; mobile home; gas | 0
Gas | Heat Room Gas Ductless Back-up | Insulation - Attic - R0 to R22 - NG - MH - Pre HUD | Attic insulation: R0 to R22; Pre-HUD manufactured home heated with natural gas | 0
Gas | Heat Room Gas Ductless Back-up | Insulation - Attic - R0 to R30 - NG - MH - HUD | Attic insulation: R0 to R30; HUD manufactured home heated with natural gas | 0
Gas | Heat Room Gas Ductless Back-up | Insulation - Floor - R11 to R30 - GH - MF | R11 to R30 floor insulation: multi-family dwelling heated with natural gas | 0
Gas | Heat Room Gas Ductless Back-up | LIW: Insulation - Floor - R11 to R30 - GH - MF | R11 to R30 floor insulation: multi-family dwelling heated with natural gas | 0
Gas | Heat Room Gas Ductless Back-up | Insulation - Attic - R0 to R49 - GH - MF | R0 to R49 attic insulation: multi-family dwelling heated with natural gas | 0
Gas | Heat Room Gas Ductless Back-up | Insulation - Attic - R19 to R49 - GH - MF | R19 to R49 attic insulation: multi-family dwelling heated with natural gas | 0
Gas | Heat Room Gas Ductless Back-up | LIW: Insulation - Attic - R19 to R49 - GH - MF | R19 to R49 attic insulation: multi-family dwelling heated with natural gas | 0
Gas | Heat Room Gas Ductless Back-up | SFWIN: Windows - Single Pane - to U30 - NG | Single pane windows: U-factor up to 0.30; home heated with natural gas | 0
Gas | Heat Room Gas Ductless Back-up | SFWIN: Windows - Single Pane - to U30 - NG - MH | Single pane windows: U-factor up to 0.30; manufactured home heated with natural gas | 0
Gas | Heat Room Gas Ductless Back-up | LIW: Windows - Single Pane - to U30 - NG - MH | Single pane windows: U-factor up to 0.30; manufactured home heated with natural gas | 0
Gas | Heat Room Gas Ductless Back-up | Windows - Double Pane - Metal Frame - to U30 - NG - MH | Double pane metal-framed windows: U-factor up to 0.30; manufactured home heated with natural gas | 0
Gas | Heat Room Gas Ductless Back-up | LIW: Windows - Double Pane - Metal Frame - to U30 - NG - MH | Double pane metal-framed windows: U-factor up to 0.30; manufactured home heated with natural gas | 0
Gas | Heat Room Gas Ductless Back-up | LIW: Windows - SP to DP - SF - TG | Double pane windows: upgrade from single pane; single family dwelling heated with natural gas; low income customer | 0
Gas | Heat Room Gas Ductless Back-up | Windows - Double Pane - U30 - from SP U120 - GH - MF | Double pane windows: U-factor 0.30; from 1.20 single pane; multi-family dwelling heated with natural gas | 0
Gas | Heat Room Gas Ductless Back-up | Windows - Single Pane - to U30 - GH - SF or DX - MI | Single pane windows: U-factor up to 0.30; single family or duplex dwelling heated with natural gas; moderate income customer | 0
Gas | Heat Room Gas Ductless Back-up | Windows - Double Pane - from U60 to U30 - GH - MF | Double pane windows: U-factor from 0.60 to 0.30; multi-family dwelling heated with natural gas | 0
Gas | Heat Room Gas Ductless Back-up | Windows - Triple Pane - U22 - from DP U30 - GH - MF | Triple pane windows: U-factor 0.22; from 0.30 double pane; multi-family dwelling heated with natural gas | 0
Gas | Heat Room Gas Ductless Back-up | Windows - Double Pane - from U60 to U30 - GH - MF - MI | Double pane windows: U-factor from 0.60 to 0.30; multi-family dwelling heated with natural gas; moderate income customer | 0
Gas | Heat Room Gas Ductless Back-up | Windows - Double Pane - Metal Frame - to U22 - GH - SF or DX | Double pane metal-framed windows: U-factor up to 0.22; single family or duplex dwelling heated with natural gas | 0
Gas | Heat Room Gas Ductless Back-up | Windows - Double Pane - Metal Frame - to U22 - GH - SF or DX - MI | Double pane metal-framed windows: U-factor up to 0.22; single family or duplex dwelling heated with natural gas; moderate income customer | 0
Gas | Heat Room Gas Ductless Back-up | Windows - Double Pane - U30 - from SP U120 - GH - MF - MI | Double pane windows: U-factor 0.30; from 1.20 single pane; multi-family dwelling heated with natural gas; moderate income customer | 0
Gas | Heat Room Gas Ductless Back-up | Windows - Single Pane - to U22 - GH - SF or DX | Single pane windows: U-factor up to 0.22; single family or duplex dwelling heated with natural gas | 0
Gas | Heat Room Gas Ductless Back-up | Windows - Single Pane - to U22 - GH - SF or DX - MI | Single pane windows: U-factor up to 0.22; single family or duplex dwelling heated with natural gas; moderate income customer | 0
Gas | Heat Room Gas Ductless Back-up | Windows - Triple Pane - U22 - from DP U30 - GH - MF - MI | Triple pane windows: U-factor 0.22; from 0.30 double pane; multi-family dwelling heated with natural gas; moderate income customer | 0
Gas | Heat Room Gas Ductless Back-up | Windows - Triple Pane - U22 - from DP U60 - GH - MF - MI | Triple pane windows: U-factor 0.22; from 0.60 double pane; multi-family dwelling heated with natural gas; moderate income customer | 0
Gas | Heat Room Gas Ductless Back-up | Windows - Triple Pane - U22 - from SP U120 - GH - MF - MI | Triple pane windows: U-factor 0.22; from 1.20 single pane; multi-family dwelling heated with natural gas; moderate income customer | 0
Gas | Heat Room Gas Ductless Back-up | Low E Storm Window_Single Pane Wood Frame_HZ1_Gas | Heating Energy | 0
Gas | Heat Room Gas Ductless Back-up | Low E Storm Window_Single Pane Metal Frame_HZ1_Gas | Heating Energy | 0
Gas | Heat Room Gas Ductless Back-up | Low E Storm Window_Double Pane Metal Frame_HZ1_Gas | Heating Energy | 0
Gas | Heat Room Gas Ductless Back-up | Windows - Add a Low-e Storm Window to an existing Single Paned Window - Heating Zone 1 (Gas FAF - Non-Condensing) | Gas Heating and Cooling | 0
Gas | Heat Room Gas Ductless Back-up | Windows - Add a Low-e Storm Window to an existing Double Paned Window - Heating Zone 1 (Gas FAF - Non-Condensing) | Gas Heating and Cooling | 0
Gas | Heat Room Gas Ductless Back-up | Non-Condensing - Gas Furnace_HZ1_Low-e Storm Window for existing Single Pane Window (per sf) | Gas Heating & Cooling | 0
Gas | Heat Room Gas Ductless Back-up | Non-Condensing - Gas Furnace_HZ1_Low-e Storm Window for existing Double Pane Window (per sf) | Gas Heating & Cooling | 0
Electric | Hybrid Ductless Heat Pump Heat Central Electric | SF_CellularShade_DHP_HZ1 | Heating | 0
Electric | Hybrid Ductless Heat Pump Heat Central Electric | MH_CellularShade_DHP_HZ1 | Heating | 0
Electric | Hybrid Ductless Heat Pump Heat Central Electric | MF_CellularShade_DHP_HZ1 | Heating | 0
Electric | Hybrid Ductless Heat Pump Heat Central Electric | Low-E Storm Window SP Wood_Furnace | Heating | 0
Electric | Hybrid Ductless Heat Pump Heat Central Electric | Low-E Storm Window SP Metal_Furnace | Heating | 0
Electric | Hybrid Ductless Heat Pump Heat Central Electric | Low-E Storm Window DP_Furnace | Heating | 0
Electric | Hybrid Ductless Heat Pump Heat Central Electric | Electrical Resistance_HZ1__Low-e Storm Window SP | Heating | 0
Electric | Hybrid Ductless Heat Pump Heat Central Electric | Electrical Resistance_HZ1__Low-e Storm Window DP | Heating | 0
Electric | Hybrid Ductless Heat Pump Heat Central Electric | Low-E storm window SP - Heating Zone 1 (Electric FAF) | Heating & Cooling | 0
Electric | Hybrid Ductless Heat Pump Heat Central Electric | Low-E storm window DP - Heating Zone 1 (Electric FAF) | Heating & Cooling | 0
Electric | Hybrid Ductless Heat Pump Heat Central Electric | Door - R2.5 to R5_Furnace | Heating Energy | 0
Electric | Hybrid Ductless Heat Pump Heat Central Electric | Sealing - Air - Attic - EH - SF or DX | Attic air sealing: single family or duplex dwelling heated with electricity | 0
Electric | Hybrid Ductless Heat Pump Heat Central Electric | SFWX: Sealing - Duct - FAF | Duct sealing: home heated with forced-air furnace | 0
Electric | Hybrid Ductless Heat Pump Heat Central Electric | Sealing - Duct - EH - MH | Duct sealing: manufactured home heated with electricity | 0
Electric | Hybrid Ductless Heat Pump Heat Central Electric | LIW: Sealing - Duct - MH - TE | Duct sealing: mobile home; electric | 0
Electric | Hybrid Ductless Heat Pump Heat Central Electric | LIW: Sealing - Duct - SF - TE | Duct sealing: single family; electric | 0
Electric | Hybrid Ductless Heat Pump Heat Central Electric | LIW: Sealing - Air - Prescriptive - SF -TE | Shell sealing: single family prescriptive; electric | 0
Electric | Hybrid Ductless Heat Pump Heat Central Electric | Sealing - Air - Prescriptive - MH | Shell sealing: mobile home prescriptive; electric | 0
Electric | Hybrid Ductless Heat Pump Heat Central Electric | LIW: Sealing - Air - Prescriptive - MH -TE | Shell sealing: mobile home prescriptive; electric | 0
Electric | Hybrid Ductless Heat Pump Heat Central Electric | Sealing - Air - Package - MF | Air sealing package: multi-family; electric (duplicates the SIR measure) | 0
Electric | Hybrid Ductless Heat Pump Heat Central Electric | LIW: Sealing - Air - Package - MF - TE | Air sealing package: multi-family; electric (duplicates the SIR measure) | 0
Electric | Hybrid Ductless Heat Pump Heat Central Electric | Insulation - Duct - R0 to R11 - MF - TE | Duct insulation: R0 to R11; multi-family; electric | 0
Electric | Hybrid Ductless Heat Pump Heat Central Electric | LIW: Insulation - Duct - R0 to R11 - MF - TE | Duct insulation: R0 to R11; multi-family; electric | 0
Electric | Hybrid Ductless Heat Pump Heat Central Electric | Insulation - Duct - R0 to R11 - SF - TE | Duct insulation: R0 to R11; single family; electric | 0
Electric | Hybrid Ductless Heat Pump Heat Central Electric | LIW: Insulation - Duct - R0 to R11 - SF - TE | Duct insulation: R0 to R11; single family; electric | 0
Electric | Hybrid Ductless Heat Pump Heat Central Electric | Insulation - Floor - R0 to R22 - MH | Floor insulation: R0 to R22; mobile home; electric | 0
Electric | Hybrid Ductless Heat Pump Heat Central Electric | LIW: Insulation - Floor - R0 to R22 - MH - TE | Floor insulation: R0 to R22; mobile home; electric | 0
Electric | Hybrid Ductless Heat Pump Heat Central Electric | LIW: Insulation - Floor - R0 to R30 - MF - TE | Floor insulation: R0 to R30; multi-family; electric | 0
Electric | Hybrid Ductless Heat Pump Heat Central Electric | LIW: Insulation - Floor - R0 to R30 - SF - TE | Floor insulation: R0 to R30; single family; electric | 0
Electric | Hybrid Ductless Heat Pump Heat Central Electric | Insulation - Floor - R11 to R22 - MH | Floor insulation: R11 to R22; mobile home; electric | 0
Electric | Hybrid Ductless Heat Pump Heat Central Electric | LIW: Insulation - Floor - R11 to R22 - MH - TE | Floor insulation: R11 to R22; mobile home; electric | 0
Electric | Hybrid Ductless Heat Pump Heat Central Electric | LIW: Insulation - Floor - R11 to R30 - MF - TE | Floor insulation: R11 to R30; multi-family; electric | 0
Electric | Hybrid Ductless Heat Pump Heat Central Electric | LIW: Insulation - Wall - R0 to R11 - MF - TE | Wall insulation: R0 to R11; multi-family; electric | 0
Electric | Hybrid Ductless Heat Pump Heat Central Electric | Insulation - Wall - R0 to R11 - MH | Wall insulation: R0 to R11; mobile home; electric | 0
Electric | Hybrid Ductless Heat Pump Heat Central Electric | LIW: Insulation - Wall - R0 to R11 - MH - TE | Wall insulation: R0 to R11; mobile home; electric | 0
Electric | Hybrid Ductless Heat Pump Heat Central Electric | LIW: Insulation - Wall - R0 to R11 - SF - TE | Wall insulation: R0 to R11; single family; electric | 0
Electric | Hybrid Ductless Heat Pump Heat Central Electric | LIW: Insulation - Attic - R0 to R30 - MH - TE | Attic insulation: R0 to R30; mobile home; electric | 0
Electric | Hybrid Ductless Heat Pump Heat Central Electric | LIW: Insulation - Attic - R0 to R38 - MF - TE | Attic insulation: R0 to R38; multi-family; electric | 0
Electric | Hybrid Ductless Heat Pump Heat Central Electric | LIW: Insulation - Attic - R11 to R38 - MF - TE | Attic insulation: R11 to R38; multi-family; electric | 0
Electric | Hybrid Ductless Heat Pump Heat Central Electric | LIW: Insulation - Attic - R0 to R49 - MF - TE | Attic insulation: R0 to R49; multi-family; electric | 0
Electric | Hybrid Ductless Heat Pump Heat Central Electric | LIW: Insulation - Attic - R0 to R49 - SF - TE | Attic insulation: R0 to R49; single family; electric | 0
Electric | Hybrid Ductless Heat Pump Heat Central Electric | LIW: Insulation - Attic - R11 to R49 - SF - TE | Attic insulation: R11 to R49; single family; electric | 0
Electric | Hybrid Ductless Heat Pump Heat Central Electric | LIW: Insulation - Attic - R19 to R49 - MF - TE | Attic insulation: R19 to R49; multi-family; electric | 0
Electric | Hybrid Ductless Heat Pump Heat Central Electric | SFWX: Insulation - Attic - R0 to R49 - FAF | Attic Insulation: R0 to R49; home heated with forced-air furnace | 0
Electric | Hybrid Ductless Heat Pump Heat Central Electric | SFWX: Insulation - Attic - R11 to R49 - FAF | Attic Insulation: R11 to R49; home heated with forced-air furnace | 0
Electric | Hybrid Ductless Heat Pump Heat Central Electric | SFWX: Insulation - Floor - R0 to R30 - FAF | Floor Insulation: R0 to R30; home heated with forced-air furnace | 0
Electric | Hybrid Ductless Heat Pump Heat Central Electric | SFWX: Insulation - Wall - R0 to R13 - FAF | Wall insulation: R0 to R13: home heated with forced-air furnace | 0
Electric | Hybrid Ductless Heat Pump Heat Central Electric | Insulation - Attic - R0 to R38 - E | Attic insulation: R0 to R38; electric heating | 0
Electric | Hybrid Ductless Heat Pump Heat Central Electric | Insulation - Attic - R11 to R38 - E | Attic insulation: R11 to R38; electric heating | 0
Electric | Hybrid Ductless Heat Pump Heat Central Electric | MFRFT: Insulation - Floor - R0 to R30 - E | Floor insulation: R0 to R30; electric heating | 0
Electric | Hybrid Ductless Heat Pump Heat Central Electric | MFRFT: Insulation - Floor - R11 to R30 - E | Floor insulation: R11 to R30; electric heating | 0
Electric | Hybrid Ductless Heat Pump Heat Central Electric | MFRFT: Insulation - Wall - R0 to R11 - E | Wall insulation: R0 to R11; electric heating | 0
Electric | Hybrid Ductless Heat Pump Heat Central Electric | LIW: Insulation - Attic - R0 to R22 - MH - TE | Attic insulation: R0 to R22: mobile home; electric | 0
Electric | Hybrid Ductless Heat Pump Heat Central Electric | Insulation - Attic - R0 to R22 - ER - MH - Pre HUD | Attic insulation: R0 to R22; Pre-HUD manufactured home heated with electric resistance | 0
Electric | Hybrid Ductless Heat Pump Heat Central Electric | Insulation - Attic - R0 to R30 - ER - MH - HUD | Attic insulation: R0 to R30; HUD manufactured home heated with electric resistance | 0
Electric | Hybrid Ductless Heat Pump Heat Central Electric | Insulation - Attic - R0 to R49 - EH - MF | R0 to R49 attic insulation: multi-family dwelling heated with electricity | 0
Electric | Hybrid Ductless Heat Pump Heat Central Electric | Insulation - Attic - R19 to R49 - EH - MF | R19 to R49 attic insulation: multi-family dwelling heated with electricity | 0
Electric | Hybrid Ductless Heat Pump Heat Central Electric | LIW: Thermostat - ESS - MF - TE | Energy star smart thermostat: multi-family; electric | 0
Electric | Hybrid Ductless Heat Pump Heat Central Electric | LIW: Thermostat - ESS - MH - TE | Energy star smart thermostat: mobile home; electric | 0
Electric | Hybrid Ductless Heat Pump Heat Central Electric | LIW: Thermostat - ESS - SF - TE | Energy star smart thermostat: single family; electric | 0
Electric | Hybrid Ductless Heat Pump Heat Central Electric | Thermostat - Smart - EH - Res | Smart thermostat: home heated with electricity | 0
Electric | Hybrid Ductless Heat Pump Heat Central Electric | LIW: Windows - DP to DP - MF - TE | Double pane windows: from double pane; multi-family; electric | 0
Electric | Hybrid Ductless Heat Pump Heat Central Electric | LIW: Windows - DP to DP - SF - TE | Double pane windows: from double pane; single family; electric | 0
Electric | Hybrid Ductless Heat Pump Heat Central Electric | LIW: Windows - SP to DP - MF - TE | Double pane windows: from single pane; multi-family; electric | 0
Electric | Hybrid Ductless Heat Pump Heat Central Electric | LIW: Windows - SP to DP - SF - TE | Double pane windows: from single pane; single family; electric | 0
Electric | Hybrid Ductless Heat Pump Heat Central Electric | SFWIN: Windows - Single Pane - to U30 - FAF | Single pane windows: U-factor up to 0.30; home heated with forced-air furnace | 0
Electric | Hybrid Ductless Heat Pump Heat Central Electric | SFWIN: Windows - Single Pane - to U30 - Resistance - MH | Single pane resistance windows: U-factor up to 0.30; manufactured home | 0
Electric | Hybrid Ductless Heat Pump Heat Central Electric | LIW: Windows - Single Pane - to U30 - Resistance - MH | Single pane resistance windows: U-factor up to 0.30; manufactured home | 0
Electric | Hybrid Ductless Heat Pump Heat Central Electric | Windows - Double Pane - Metal Frame - to U30 - ER - MH | Double pane metal-framed windows: U-factor up to 0.30; manufactured home heated with electric resistance | 0
Electric | Hybrid Ductless Heat Pump Heat Central Electric | LIW: Windows - Double Pane - Metal Frame - to U30 - ER - MH | Double pane metal-framed windows: U-factor up to 0.30; manufactured home heated with electric resistance | 0
Electric | Hybrid Ductless Heat Pump Heat Central Electric | Windows - Double Pane - from U60 to U30 - EH - MF | Double pane windows: U-factor from 0.60 to 0.30; multi-family dwelling heated with electricity | 0
Electric | Hybrid Ductless Heat Pump Heat Central Electric | Windows - Double Pane - U30 - from SP U120 - EH - MF | Double pane windows: U-factor 0.30; from 1.20 single pane; multi-family dwelling heated with electricity | 0
Electric | Hybrid Ductless Heat Pump Heat Central Electric | Windows - Single Pane - to U30 - E FAF - SF or DX - MI | Single pane windows: U-factor up to 0.30; single family or duplex dwelling with electric forced-air furnace; moderate income customer | 0
Electric | Hybrid Ductless Heat Pump Heat Central Electric | Windows - Triple Pane - U22 - from DP U30 - EH - MF | Triple pane windows: U-factor 0.22; from 0.30 double pane; multi-family dwelling heated with electricity | 0
Electric | Hybrid Ductless Heat Pump Heat Central Electric | Windows - Double Pane - from U60 to U30 - EH - MF - MI | Double pane windows: U-factor from 0.60 to 0.30; multi-family dwelling heated with electricity; moderate income customer | 0
Electric | Hybrid Ductless Heat Pump Heat Central Electric | Windows - Double Pane - Metal Frame - to U22 - E FAF - SF or DX | Double pane metal-framed windows: U-factor up to 0.22; single family or duplex dwelling with electric forced-air furnace | 0
Electric | Hybrid Ductless Heat Pump Heat Central Electric | Windows - Double Pane - Metal Frame - to U22 - E FAF - SF or DX - MI | Double pane metal-framed windows: U-factor up to 0.22; single family or duplex dwelling with electric forced-air furnace; moderate income customer | 0
Electric | Hybrid Ductless Heat Pump Heat Central Electric | Windows - Double Pane - U30 - from SP U120 - EH - MF - MI | Double pane windows: U-factor 0.30; from 1.20 single pane; multi-family dwelling heated with electricity; moderate income customer | 0
Electric | Hybrid Ductless Heat Pump Heat Central Electric | Windows - Single Pane - to U22 - E FAF - SF or DX | Single pane windows: U-factor up to 0.22; single family or duplex dwelling with electric forced-air furnace | 0
Electric | Hybrid Ductless Heat Pump Heat Central Electric | Windows - Single Pane - to U22 - E FAF - SF or DX - MI | Single pane windows: U-factor up to 0.22; single family or duplex dwelling with electric forced-air furnace; moderate income customer | 0
Electric | Hybrid Ductless Heat Pump Heat Central Electric | Windows - Triple Pane - U22 - from DP U30 - EH - MF - MI | Triple pane windows: U-factor 0.22; from 0.30 double pane; multi-family dwelling heated with electricity; moderate income customer | 0
Electric | Hybrid Ductless Heat Pump Heat Central Electric | Windows - Triple Pane - U22 - from DP U60 - EH - MF - MI | Triple pane windows: U-factor 0.22; from 0.60 double pane; multi-family dwelling heated with electricity; moderate income customer | 0
Electric | Hybrid Ductless Heat Pump Heat Central Electric | Windows - Triple Pane - U22 - from SP U120 - EH - MF - MI | Triple pane windows: U-factor 0.22; from 1.20 single pane; multi-family dwelling heated with electricity; moderate income customer | 0
Electric | Hybrid Ductless Heat Pump Heat Central Electric | Door Air Sealing - Door Sweeps and Weather Stripping | Add Door Sweeps and Weather Stripping | No Door Sweeps and Weather Stripping
Electric | Ductless Heat Pump Heat Central Electric | SF_CellularShade_DHP_HZ1 | Heating | 0
Electric | Ductless Heat Pump Heat Central Electric | MH_CellularShade_DHP_HZ1 | Heating | 0
Electric | Ductless Heat Pump Heat Central Electric | MF_CellularShade_DHP_HZ1 | Heating | 0
Electric | Ductless Heat Pump Heat Central Electric | Low-E Storm Window SP Wood_Furnace | Heating | 0
Electric | Ductless Heat Pump Heat Central Electric | Low-E Storm Window SP Metal_Furnace | Heating | 0
Electric | Ductless Heat Pump Heat Central Electric | Low-E Storm Window DP_Furnace | Heating | 0
Electric | Ductless Heat Pump Heat Central Electric | Electrical Resistance_HZ1__Low-e Storm Window SP | Heating | 0
Electric | Ductless Heat Pump Heat Central Electric | Electrical Resistance_HZ1__Low-e Storm Window DP | Heating | 0
Electric | Ductless Heat Pump Heat Central Electric | Low-E storm window SP - Heating Zone 1 (Electric FAF) | Heating & Cooling | 0
Electric | Ductless Heat Pump Heat Central Electric | Low-E storm window DP - Heating Zone 1 (Electric FAF) | Heating & Cooling | 0
Electric | Ductless Heat Pump Heat Central Electric | Door - R2.5 to R5_Furnace | Heating Energy | 0
Electric | Ductless Heat Pump Heat Central Electric | Sealing - Air - Attic - EH - SF or DX | Attic air sealing: single family or duplex dwelling heated with electricity | 0
Electric | Ductless Heat Pump Heat Central Electric | SFWX: Sealing - Duct - FAF | Duct sealing: home heated with forced-air furnace | 0
Electric | Ductless Heat Pump Heat Central Electric | Sealing - Duct - EH - MH | Duct sealing: manufactured home heated with electricity | 0
Electric | Ductless Heat Pump Heat Central Electric | LIW: Sealing - Duct - MH - TE | Duct sealing: mobile home; electric | 0
Electric | Ductless Heat Pump Heat Central Electric | LIW: Sealing - Duct - SF - TE | Duct sealing: single family; electric | 0
Electric | Ductless Heat Pump Heat Central Electric | LIW: Sealing - Air - Prescriptive - SF -TE | Shell sealing: single family prescriptive; electric | 0
Electric | Ductless Heat Pump Heat Central Electric | Sealing - Air - Prescriptive - MH | Shell sealing: mobile home prescriptive; electric | 0
Electric | Ductless Heat Pump Heat Central Electric | LIW: Sealing - Air - Prescriptive - MH -TE | Shell sealing: mobile home prescriptive; electric | 0
Electric | Ductless Heat Pump Heat Central Electric | Sealing - Air - Package - MF | Air sealing package: multi-family; electric (duplicates the SIR measure) | 0
Electric | Ductless Heat Pump Heat Central Electric | LIW: Sealing - Air - Package - MF - TE | Air sealing package: multi-family; electric (duplicates the SIR measure) | 0
Electric | Ductless Heat Pump Heat Central Electric | Insulation - Duct - R0 to R11 - MF - TE | Duct insulation: R0 to R11; multi-family; electric | 0
Electric | Ductless Heat Pump Heat Central Electric | LIW: Insulation - Duct - R0 to R11 - MF - TE | Duct insulation: R0 to R11; multi-family; electric | 0
Electric | Ductless Heat Pump Heat Central Electric | Insulation - Duct - R0 to R11 - SF - TE | Duct insulation: R0 to R11; single family; electric | 0
Electric | Ductless Heat Pump Heat Central Electric | LIW: Insulation - Duct - R0 to R11 - SF - TE | Duct insulation: R0 to R11; single family; electric | 0
Electric | Ductless Heat Pump Heat Central Electric | Insulation - Floor - R0 to R22 - MH | Floor insulation: R0 to R22; mobile home; electric | 0
Electric | Ductless Heat Pump Heat Central Electric | LIW: Insulation - Floor - R0 to R22 - MH - TE | Floor insulation: R0 to R22; mobile home; electric | 0
Electric | Ductless Heat Pump Heat Central Electric | LIW: Insulation - Floor - R0 to R30 - MF - TE | Floor insulation: R0 to R30; multi-family; electric | 0
Electric | Ductless Heat Pump Heat Central Electric | LIW: Insulation - Floor - R0 to R30 - SF - TE | Floor insulation: R0 to R30; single family; electric | 0
Electric | Ductless Heat Pump Heat Central Electric | Insulation - Floor - R11 to R22 - MH | Floor insulation: R11 to R22; mobile home; electric | 0
Electric | Ductless Heat Pump Heat Central Electric | LIW: Insulation - Floor - R11 to R22 - MH - TE | Floor insulation: R11 to R22; mobile home; electric | 0
Electric | Ductless Heat Pump Heat Central Electric | LIW: Insulation - Floor - R11 to R30 - MF - TE | Floor insulation: R11 to R30; multi-family; electric | 0
Electric | Ductless Heat Pump Heat Central Electric | LIW: Insulation - Wall - R0 to R11 - MF - TE | Wall insulation: R0 to R11; multi-family; electric | 0
Electric | Ductless Heat Pump Heat Central Electric | Insulation - Wall - R0 to R11 - MH | Wall insulation: R0 to R11; mobile home; electric | 0
Electric | Ductless Heat Pump Heat Central Electric | LIW: Insulation - Wall - R0 to R11 - MH - TE | Wall insulation: R0 to R11; mobile home; electric | 0
Electric | Ductless Heat Pump Heat Central Electric | LIW: Insulation - Wall - R0 to R11 - SF - TE | Wall insulation: R0 to R11; single family; electric | 0
Electric | Ductless Heat Pump Heat Central Electric | LIW: Insulation - Attic - R0 to R30 - MH - TE | Attic insulation: R0 to R30; mobile home; electric | 0
Electric | Ductless Heat Pump Heat Central Electric | LIW: Insulation - Attic - R0 to R38 - MF - TE | Attic insulation: R0 to R38; multi-family; electric | 0
Electric | Ductless Heat Pump Heat Central Electric | LIW: Insulation - Attic - R11 to R38 - MF - TE | Attic insulation: R11 to R38; multi-family; electric | 0
Electric | Ductless Heat Pump Heat Central Electric | LIW: Insulation - Attic - R0 to R49 - MF - TE | Attic insulation: R0 to R49; multi-family; electric | 0
Electric | Ductless Heat Pump Heat Central Electric | LIW: Insulation - Attic - R0 to R49 - SF - TE | Attic insulation: R0 to R49; single family; electric | 0
Electric | Ductless Heat Pump Heat Central Electric | LIW: Insulation - Attic - R11 to R49 - SF - TE | Attic insulation: R11 to R49; single family; electric | 0
Electric | Ductless Heat Pump Heat Central Electric | LIW: Insulation - Attic - R19 to R49 - MF - TE | Attic insulation: R19 to R49; multi-family; electric | 0
Electric | Ductless Heat Pump Heat Central Electric | SFWX: Insulation - Attic - R0 to R49 - FAF | Attic Insulation: R0 to R49; home heated with forced-air furnace | 0
Electric | Ductless Heat Pump Heat Central Electric | SFWX: Insulation - Attic - R11 to R49 - FAF | Attic Insulation: R11 to R49; home heated with forced-air furnace | 0
Electric | Ductless Heat Pump Heat Central Electric | SFWX: Insulation - Floor - R0 to R30 - FAF | Floor Insulation: R0 to R30; home heated with forced-air furnace | 0
Electric | Ductless Heat Pump Heat Central Electric | SFWX: Insulation - Wall - R0 to R13 - FAF | Wall insulation: R0 to R13: home heated with forced-air furnace | 0
Electric | Ductless Heat Pump Heat Central Electric | Insulation - Attic - R0 to R38 - E | Attic insulation: R0 to R38; electric heating | 0
Electric | Ductless Heat Pump Heat Central Electric | Insulation - Attic - R11 to R38 - E | Attic insulation: R11 to R38; electric heating | 0
Electric | Ductless Heat Pump Heat Central Electric | MFRFT: Insulation - Floor - R0 to R30 - E | Floor insulation: R0 to R30; electric heating | 0
Electric | Ductless Heat Pump Heat Central Electric | MFRFT: Insulation - Floor - R11 to R30 - E | Floor insulation: R11 to R30; electric heating | 0
Electric | Ductless Heat Pump Heat Central Electric | MFRFT: Insulation - Wall - R0 to R11 - E | Wall insulation: R0 to R11; electric heating | 0
Electric | Ductless Heat Pump Heat Central Electric | LIW: Insulation - Attic - R0 to R22 - MH - TE | Attic insulation: R0 to R22: mobile home; electric | 0
Electric | Ductless Heat Pump Heat Central Electric | Insulation - Attic - R0 to R22 - ER - MH - Pre HUD | Attic insulation: R0 to R22; Pre-HUD manufactured home heated with electric resistance | 0
Electric | Ductless Heat Pump Heat Central Electric | Insulation - Attic - R0 to R30 - ER - MH - HUD | Attic insulation: R0 to R30; HUD manufactured home heated with electric resistance | 0
Electric | Ductless Heat Pump Heat Central Electric | Insulation - Attic - R0 to R49 - EH - MF | R0 to R49 attic insulation: multi-family dwelling heated with electricity | 0
Electric | Ductless Heat Pump Heat Central Electric | Insulation - Attic - R19 to R49 - EH - MF | R19 to R49 attic insulation: multi-family dwelling heated with electricity | 0
Electric | Ductless Heat Pump Heat Central Electric | LIW: Thermostat - ESS - MF - TE | Energy star smart thermostat: multi-family; electric | 0
Electric | Ductless Heat Pump Heat Central Electric | LIW: Thermostat - ESS - MH - TE | Energy star smart thermostat: mobile home; electric | 0
Electric | Ductless Heat Pump Heat Central Electric | LIW: Thermostat - ESS - SF - TE | Energy star smart thermostat: single family; electric | 0
Electric | Ductless Heat Pump Heat Central Electric | Thermostat - Smart - EH - Res | Smart thermostat: home heated with electricity | 0
Electric | Ductless Heat Pump Heat Central Electric | LIW: Windows - DP to DP - MF - TE | Double pane windows: from double pane; multi-family; electric | 0
Electric | Ductless Heat Pump Heat Central Electric | LIW: Windows - DP to DP - SF - TE | Double pane windows: from double pane; single family; electric | 0
Electric | Ductless Heat Pump Heat Central Electric | LIW: Windows - SP to DP - MF - TE | Double pane windows: from single pane; multi-family; electric | 0
Electric | Ductless Heat Pump Heat Central Electric | LIW: Windows - SP to DP - SF - TE | Double pane windows: from single pane; single family; electric | 0
Electric | Ductless Heat Pump Heat Central Electric | SFWIN: Windows - Single Pane - to U30 - FAF | Single pane windows: U-factor up to 0.30; home heated with forced-air furnace | 0
Electric | Ductless Heat Pump Heat Central Electric | SFWIN: Windows - Single Pane - to U30 - Resistance - MH | Single pane resistance windows: U-factor up to 0.30; manufactured home | 0
Electric | Ductless Heat Pump Heat Central Electric | LIW: Windows - Single Pane - to U30 - Resistance - MH | Single pane resistance windows: U-factor up to 0.30; manufactured home | 0
Electric | Ductless Heat Pump Heat Central Electric | Windows - Double Pane - Metal Frame - to U30 - ER - MH | Double pane metal-framed windows: U-factor up to 0.30; manufactured home heated with electric resistance | 0
Electric | Ductless Heat Pump Heat Central Electric | LIW: Windows - Double Pane - Metal Frame - to U30 - ER - MH | Double pane metal-framed windows: U-factor up to 0.30; manufactured home heated with electric resistance | 0
Electric | Ductless Heat Pump Heat Central Electric | Windows - Double Pane - from U60 to U30 - EH - MF | Double pane windows: U-factor from 0.60 to 0.30; multi-family dwelling heated with electricity | 0
Electric | Ductless Heat Pump Heat Central Electric | Windows - Double Pane - U30 - from SP U120 - EH - MF | Double pane windows: U-factor 0.30; from 1.20 single pane; multi-family dwelling heated with electricity | 0
Electric | Ductless Heat Pump Heat Central Electric | Windows - Single Pane - to U30 - E FAF - SF or DX - MI | Single pane windows: U-factor up to 0.30; single family or duplex dwelling with electric forced-air furnace; moderate income customer | 0
Electric | Ductless Heat Pump Heat Central Electric | Windows - Triple Pane - U22 - from DP U30 - EH - MF | Triple pane windows: U-factor 0.22; from 0.30 double pane; multi-family dwelling heated with electricity | 0
Electric | Ductless Heat Pump Heat Central Electric | Windows - Double Pane - from U60 to U30 - EH - MF - MI | Double pane windows: U-factor from 0.60 to 0.30; multi-family dwelling heated with electricity; moderate income customer | 0
Electric | Ductless Heat Pump Heat Central Electric | Windows - Double Pane - Metal Frame - to U22 - E FAF - SF or DX | Double pane metal-framed windows: U-factor up to 0.22; single family or duplex dwelling with electric forced-air furnace | 0
Electric | Ductless Heat Pump Heat Central Electric | Windows - Double Pane - Metal Frame - to U22 - E FAF - SF or DX - MI | Double pane metal-framed windows: U-factor up to 0.22; single family or duplex dwelling with electric forced-air furnace; moderate income customer | 0
Electric | Ductless Heat Pump Heat Central Electric | Windows - Double Pane - U30 - from SP U120 - EH - MF - MI | Double pane windows: U-factor 0.30; from 1.20 single pane; multi-family dwelling heated with electricity; moderate income customer | 0
Electric | Ductless Heat Pump Heat Central Electric | Windows - Single Pane - to U22 - E FAF - SF or DX | Single pane windows: U-factor up to 0.22; single family or duplex dwelling with electric forced-air furnace | 0
Electric | Ductless Heat Pump Heat Central Electric | Windows - Single Pane - to U22 - E FAF - SF or DX - MI | Single pane windows: U-factor up to 0.22; single family or duplex dwelling with electric forced-air furnace; moderate income customer | 0
Electric | Ductless Heat Pump Heat Central Electric | Windows - Triple Pane - U22 - from DP U30 - EH - MF - MI | Triple pane windows: U-factor 0.22; from 0.30 double pane; multi-family dwelling heated with electricity; moderate income customer | 0
Electric | Ductless Heat Pump Heat Central Electric | Windows - Triple Pane - U22 - from DP U60 - EH - MF - MI | Triple pane windows: U-factor 0.22; from 0.60 double pane; multi-family dwelling heated with electricity; moderate income customer | 0
Electric | Ductless Heat Pump Heat Central Electric | Windows - Triple Pane - U22 - from SP U120 - EH - MF - MI | Triple pane windows: U-factor 0.22; from 1.20 single pane; multi-family dwelling heated with electricity; moderate income customer | 0
Electric | Ductless Heat Pump Heat Central Electric | Door Air Sealing - Door Sweeps and Weather Stripping | Add Door Sweeps and Weather Stripping | No Door Sweeps and Weather Stripping

## Comm EE Measures
Fuel Type | End Use | Measure Name | Measure Description | Base Equipment
Electric | Heat Pump | Air Source Heat Pump >= 240,000 Btu/h and < 760,000 Btu/h - Above Code | Efficient Air Source Heat Pump - 17.0 IEER, 3.5 COP | Federal Standard 2023 Air Source Heat Pump - 12.5 IEER, 3.2 COP
Electric | Heat Pump | Air Source Heat Pump >= 135,000 Btu/h and < 240,000 Btu/h - Above Code | Efficient Air Source Heat Pump - 18.5 IEER, 3.6 COP | Federal Standard 2023 Air Source Heat Pump - 13.5 IEER, 3.3 COP
Electric | Heat Pump | Air Source Heat Pump >= 65,000 Btu/h and < 135,000 Btu/h - Above Code | Efficient Air Source Heat Pump - 19.9 IEER, 3.7 COP | Federal Standard 2023 Air Source Heat Pump - 14.1 IEER, 3.4 COP
Electric | Cooling DX | Packaged AC (Air-Cooled) >= 240,000 Btu/h and < 760,000 Btu/h - Above Code | Efficient Packaged AC (Air-Cooled) - 17.0 IEER | Federal Standard 2023 Packaged AC (Air-Cooled) - 13.2 IEER
Electric | Cooling DX | Packaged AC (Air-Cooled) >= 135,000 Btu/h and < 240,000 Btu/h - Above Code | Efficient Packaged AC (Air-Cooled) - 18.5 IEER | Federal Standard 2023 Packaged AC (Air-Cooled) - 14.2 IEER
Electric | Cooling DX | Packaged AC (Air-Cooled) >= 65,000 Btu/h and < 135,000 Btu/h - Above Code | Efficient Packaged AC (Air-Cooled) - 19.9 IEER | Federal Standard 2023 Packaged AC (Air-Cooled) - 14.8 IEER
Electric | Cooling Chillers | Chiller - Above Code (Air/Water) | Chiller - Above Code (Air/Water) | Chiller - 2018 WSEC (Air/Water)
Electric | Water Heat LE 55 Gal | Water Heater LE 55 Gal - Heat Pump - Tier 1 | Tier 1 Heat Pump Water Heater - UEF 2.0 | WSEC 2021 Storage Water Heater LE 55 Gal - UEF 0.92
Electric | Water Heat LE 55 Gal | Water Heater LE 55 Gal - Heat Pump - Federal Standard 20XX | Federal Standard 20XX Heat Pump Water Heater LE 55 Gal - UEF 2.3 | WSEC 2021 Storage Water Heater LE 55 Gal - UEF 0.92
Electric | Water Heat LE 55 Gal | Water Heater LE 55 Gal - Heat Pump - Tier 2 | Tier 2 Heat Pump Water Heater - UEF 2.6 | WSEC 2021 Storage Water Heater LE 55 Gal - UEF 0.92
Electric | Water Heat LE 55 Gal | Water Heater LE 55 Gal - Heat Pump - Tier 3 | Tier 3 Heat Pump Water Heater - UEF 3.0 | WSEC 2021 Storage Water Heater LE 55 Gal - UEF 0.92
Electric | Water Heat LE 55 Gal | Water Heater LE 55 Gal - Heat Pump - Tier 4 | Tier 4 Heat Pump Water Heater - UEF 3.5 | WSEC 2021 Storage Water Heater LE 55 Gal - UEF 0.92
Electric | Water Heat GT 55 Gal | Water Heater GT 55 Gal - Heat Pump - Federal Standard 20XX | Federal Standard 20XX Heat Pump Water Heater GT 55 Gal - UEF 2.5 | WSEC 2021 Heat Pump Water Heater GT 55 Gal - UEF 2.05
Electric | Water Heat GT 55 Gal | Water Heater GT 55 Gal - Heat Pump - Tier 2 | Tier 2 Heat Pump Water Heater - UEF 2.6 | WSEC 2021 Heat Pump Water Heater GT 55 Gal - UEF 2.05
Electric | Water Heat GT 55 Gal | Water Heater GT 55 Gal - Heat Pump - Tier 3 | Tier 3 Heat Pump Water Heater - UEF 3.0 | WSEC 2021 Heat Pump Water Heater GT 55 Gal - UEF 2.05
Electric | Water Heat GT 55 Gal | Water Heater GT 55 Gal - Heat Pump - Tier 4 | Tier 4 Heat Pump Water Heater - UEF 3.5 | WSEC 2021 Heat Pump Water Heater GT 55 Gal - UEF 2.05
Electric | Computer - Laptop | Laptop Computer - ENERGY STAR | ENERGY STAR Laptop Computer | Market Average Laptop Computer (Above WA Code)
Electric | Computer - Desktop | Desktop Computer - ENERGY STAR | ENERGY STAR Desktop Computer | Market Average Desktop Computer (Above WA Code)
Gas | Room Heat - Gas | Radiant Heater - High Efficiency | High Efficiency Radiant Heater | Market Average Radiant Heater
Gas | Space Heat - Gas Boiler | Boiler < 300 kBtuh - ENERGY STAR | ENERGY STAR - 90% AFUE | Federal Standard 2022 Boiler - 84% AFUE
Gas | Space Heat - Gas Boiler | Boiler < 300 kBtuh - High Efficiency | High Efficiency - 94% AFUE | Federal Standard 2022 Boiler - 84% AFUE
Gas | Space Heat - Gas Boiler | Boiler < 300 kBtuh - Premium Efficiency | Premium Efficiency Boiler - 95% AFUE | Federal Standard 2022 Boiler - 84% AFUE
Gas | Space Heat - Gas Boiler | Boiler < 300 kBtuh - Advanced Efficiency | Advanced Efficiency - 97% AFUE | Federal Standard 2022 Boiler - 84% AFUE
Gas | Space Heat - Gas Boiler | Boiler >= 300 and <= 2,500 kBtuh - High Efficiency | High Efficiency - Thermal Efficiency Et = 90% | WSEC 2021 Boiler - Thermal Efficiency Et = 84%
Gas | Space Heat - Gas Boiler | Boiler >= 300 and <= 2,500 kBtuh - Premium Efficiency | Premium Efficiency - Thermal Efficiency Et = 95% | WSEC 2021 Boiler - Thermal Efficiency Et = 84%
Gas | Space Heat - Gas Furnace | Furnace < 225 kBtuh - High Efficiency | High Efficiency - 92% AFUE Gas Furnaces (Non-Weatherized) | WSEC 2021 Furnace - 81% AFUE
Gas | Space Heat - Gas Furnace | Furnace < 225 kBtuh - ENERGY STAR | ENERGY STAR - 95% AFUE Gas Furnaces (Non-Weatherized) | WSEC 2021 Furnace - 81% AFUE
Gas | Space Heat - Gas Furnace | Furnace < 225 kBtuh - Premium Efficiency | Premium Efficiency - 97% AFUE Gas Furnaces (Non-Weatherized) | WSEC 2021 Furnace - 81% AFUE
Gas | Pool Heat | Pool Heater - Efficient | Efficient Pool Heater - 88% Efficient | Federal Standard 2014 Pool Heater - 82% Efficient
Gas | Water Heat LE 55 Gal | Water Heater LE 55 Gal - Storage - Federal Standard 20XX | Federal Standard 20XX Storage Water Heater LE 55 Gal - UEF 0.62 | WSEC 2021 Storage Water Heater LE 55 Gal - UEF 0.56
Gas | Water Heat LE 55 Gal | Water Heater LE 55 Gal - Storage - ENERGY STAR | ENERGY STAR Storage Water Heater LE 55 Gal - UEF 0.81 | WSEC 2021 Storage Water Heater LE 55 Gal - UEF 0.56
Gas | Water Heat LE 55 Gal | Water Heater LE 55 Gal - Condensing - High Efficiency | Condensing Water Heater LE 55 Gal - UEF 0.85 | WSEC 2021 Storage Water Heater LE 55 Gal - UEF 0.56
Gas | Water Heat LE 55 Gal | Water Heater LE 55 Gal - Tankless - ENERGY STAR | ENERGY STAR Tankless Water Heater LE 55 Gal - UEF 0.95 | WSEC 2021 Storage Water Heater LE 55 Gal - UEF 0.56
Gas | Water Heat GT 55 Gal | Water Heater GT 55 Gal - Condensing - Federal Standard 20XX | Federal Standard 20XX Condensing Water Heater GT 55 Gal - UEF 0.77 | WSEC 2021 Condensing Water Heater GT 55 Gal - UEF 0.77
Gas | Water Heat GT 55 Gal | Water Heater GT 55 Gal - Condensing - ENERGY STAR | ENERGY STAR Condensing Water Heater GT 55 Gal - UEF 0.86 | WSEC 2021 Condensing Water Heater GT 55 Gal - UEF 0.77
Gas | Water Heat GT 55 Gal | Water Heater GT 55 Gal - Condensing - High Efficiency | Condensing Water Heater GT 55 Gal - UEF 0.90 | WSEC 2021 Condensing Water Heater GT 55 Gal - UEF 0.77
Gas | Water Heat GT 55 Gal | Water Heater GT 55 Gal - Tankless - ENERGY STAR | ENERGY STAR Tankless Water Heater GT 55 Gal - UEF 0.95 | WSEC 2021 Condensing Water Heater GT 55 Gal - UEF 0.77
Electric | Heat Pump | Direct Digital Control System-Installation | Installation of EMS System | Pneumatic Controls
Electric | Cooling DX | Direct Digital Control System-Installation | Installation of EMS System | Pneumatic Controls
Electric | Cooling Chillers | Direct Digital Control System-Installation | Installation of EMS System | Pneumatic Controls
Electric | Space Heat - Electric | Direct Digital Control System-Installation | Installation of EMS System | Pneumatic Controls
Electric | Cooling DX | Tune-up - DX Maintenance | DX Tune-up / Diagnostics - Refrigerant Charge Correction | No DX Tune-Up / Diagnostics
Electric | Cooling DX | Tune-up - DX Maintenance | DX Tune-up / Diagnostics - Coil Cleaning | No DX Tune-Up / Diagnostics
Electric | Cooling Chillers | Tune-up - Chiller Maintenance | Chiller Tune-up | Unmaintained Chiller
Electric | Heat Pump | Tune-up - Heat Pump Maintenance | Heat Pump Maintenance (Tune-up) - Coil Cleaning | Unmaintained Heat Pump
Electric | Heat Pump | Tune-up - Heat Pump Maintenance | Heat Pump Maintenance (Tune-up) - Refrigerant Charge Correction | Unmaintained Heat Pump
Electric | Other Plug Load | Copiers - ENERGY STAR | ENERGY STAR Copiers | Standard Copiers
Electric | Other Plug Load | Printers - ENERGY STAR | ENERGY STAR Printers | Standard Printers
Electric | Other Plug Load | Multifunction Device (All-in-one) - ENERGY STAR | ENERGY STAR Multifunction Device (All-in-one) | Standard Multifunction Device (All-in-one)
Electric | Cooling DX | PTAC (10,000 Btuh) - High Efficiency | High Efficiency - 12.8 EER | Federal Standard 2017 - 11.0 EER
Electric | Heat Pump | Retrocommissioning | Retrocommissioning | Average Existing Conditions
Electric | Cooling DX | Retrocommissioning | Retrocommissioning | Average Existing Conditions
Electric | Cooling Chillers | Retrocommissioning | Retrocommissioning | Average Existing Conditions
Electric | Space Heat - Electric | Retrocommissioning | Retrocommissioning | Average Existing Conditions
Electric | Heat Pump | Re-Commissioning | Re-Commissioning | Average Existing Conditions
Electric | Cooling DX | Re-Commissioning | Re-Commissioning | Average Existing Conditions
Electric | Cooling Chillers | Re-Commissioning | Re-Commissioning | Average Existing Conditions
Electric | Space Heat - Electric | Re-Commissioning | Re-Commissioning | Average Existing Conditions
Electric | Heat Pump | Commissioning | Commissioning | Installed Conditions without Commissioning
Electric | Cooling DX | Commissioning | Commissioning | Installed Conditions without Commissioning
Electric | Cooling Chillers | Commissioning | Commissioning | Installed Conditions without Commissioning
Electric | Space Heat - Electric | Commissioning | Commissioning | Installed Conditions without Commissioning
Electric | Heat Pump | Continuous Commissioning | Continuous Commissioning | Installed Conditions without Commissioning
Electric | Cooling DX | Continuous Commissioning | Continuous Commissioning | Installed Conditions without Commissioning
Electric | Cooling Chillers | Continuous Commissioning | Continuous Commissioning | Installed Conditions without Commissioning
Electric | Space Heat - Electric | Continuous Commissioning | Continuous Commissioning | Installed Conditions without Commissioning
Electric | Cooling Chillers | Chiller - Pipe Insulation - Code | 1.0" of Insulation, assuming R-4 (Code) | Average Existing Conditions
Electric | Cooling Chillers | Chiller - Pipe Insulation - Above Code | 2.0" of Insulation, assuming R-8 | 1.0" of Insulation, assuming R-4 (Code)
Electric | Water Heat LE 55 Gal | Health Care and Assisted Living_Retail_Valve_Electric resistance DHW | Water Heating
Electric | Water Heat GT 55 Gal | Health Care and Assisted Living_Retail_Valve_Electric HP DHW | Water Heating
Electric | Water Heat LE 55 Gal | Health Care and Assisted Living_Direct install_Valve_Electric resistance DHW | Water Heating
Electric | Water Heat GT 55 Gal | Health Care and Assisted Living_Direct install_Valve_Electric HP DHW | Water Heating
Electric | Water Heat LE 55 Gal | Health Care and Assisted Living_Mail by request_Valve_Electric resistance DHW | Water Heating
Electric | Water Heat GT 55 Gal | Health Care and Assisted Living_Mail by request_Valve_Electric HP DHW | Water Heating
Electric | Waste Water | Health Care and Assisted Living_Retail_Valve_Electric resistance DHW | Water Treatment
Electric | Waste Water | Health Care and Assisted Living_Retail_Valve_Electric HP DHW | Water Treatment
Electric | Waste Water | Health Care and Assisted Living_Direct install_Valve_Electric resistance DHW | Water Treatment
Electric | Waste Water | Health Care and Assisted Living_Direct install_Valve_Electric HP DHW | Water Treatment
Electric | Waste Water | Health Care and Assisted Living_Mail by request_Valve_Electric resistance DHW | Water Treatment
Electric | Waste Water | Health Care and Assisted Living_Mail by request_Valve_Electric HP DHW | Water Treatment
Electric | Room Heat - Electric | Insulate Roof R-0 to R-19 Attic in HZ 1 with Electric resistance packaged heating system | Heating and Cooling
Electric | Space Heat - Electric | Insulate Roof R-0 to R-19 Attic in HZ 1 with Electric resistance packaged heating system | Heating and Cooling
Electric | Heat Pump | Insulate Roof R-0 to R-19 Attic in HZ 1 with Air-source heat pump heating system | Heating and Cooling
Electric | Heat Pump | Insulate Roof R-0 to R-19 Attic in HZ 1 with Water-source heat pump heating system | Heating and Cooling
Electric | Room Heat - Electric | Insulate Roof R-0 to R-30 Attic in HZ 1 with Electric resistance packaged heating system | Heating and Cooling
Electric | Space Heat - Electric | Insulate Roof R-0 to R-30 Attic in HZ 1 with Electric resistance packaged heating system | Heating and Cooling
Electric | Heat Pump | Insulate Roof R-0 to R-30 Attic in HZ 1 with Air-source heat pump heating system | Heating and Cooling
Electric | Heat Pump | Insulate Roof R-0 to R-30 Attic in HZ 1 with Water-source heat pump heating system | Heating and Cooling
Electric | Room Heat - Electric | Insulate Roof R-0 to R-49 Attic in HZ 1 with Electric resistance packaged heating system | Heating and Cooling
Electric | Space Heat - Electric | Insulate Roof R-0 to R-49 Attic in HZ 1 with Electric resistance packaged heating system | Heating and Cooling
Electric | Heat Pump | Insulate Roof R-0 to R-49 Attic in HZ 1 with Air-source heat pump heating system | Heating and Cooling
Electric | Heat Pump | Insulate Roof R-0 to R-49 Attic in HZ 1 with Water-source heat pump heating system | Heating and Cooling
Electric | Room Heat - Electric | Insulate Roof R-0 to R-30 Reroof in HZ 1 with Electric resistance packaged heating system | Heating and Cooling
Electric | Space Heat - Electric | Insulate Roof R-0 to R-30 Reroof in HZ 1 with Electric resistance packaged heating system | Heating and Cooling
Electric | Heat Pump | Insulate Roof R-0 to R-30 Reroof in HZ 1 with Air-source heat pump heating system | Heating and Cooling
Electric | Heat Pump | Insulate Roof R-0 to R-30 Reroof in HZ 1 with Water-source heat pump heating system | Heating and Cooling
Electric | Room Heat - Electric | Insulate Roof R-0 to R25 + R11 LS in HZ 1 with Electric resistance packaged heating system | Heating and Cooling
Electric | Space Heat - Electric | Insulate Roof R-0 to R25 + R11 LS in HZ 1 with Electric resistance packaged heating system | Heating and Cooling
Electric | Heat Pump | Insulate Roof R-0 to R25 + R11 LS in HZ 1 with Air-source heat pump heating system | Heating and Cooling
Electric | Heat Pump | Insulate Roof R-0 to R25 + R11 LS in HZ 1 with Water-source heat pump heating system | Heating and Cooling
Electric | Room Heat - Electric | Insulate Roof R-19 to R-30 Attic in HZ 1 with Electric resistance packaged heating system | Heating and Cooling
Electric | Space Heat - Electric | Insulate Roof R-19 to R-30 Attic in HZ 1 with Electric resistance packaged heating system | Heating and Cooling
Electric | Heat Pump | Insulate Roof R-19 to R-30 Attic in HZ 1 with Air-source heat pump heating system | Heating and Cooling
Electric | Heat Pump | Insulate Roof R-19 to R-30 Attic in HZ 1 with Water-source heat pump heating system | Heating and Cooling
Electric | Room Heat - Electric | Insulate Roof R-19 to R-49 Attic in HZ 1 with Electric resistance packaged heating system | Heating and Cooling
Electric | Space Heat - Electric | Insulate Roof R-19 to R-49 Attic in HZ 1 with Electric resistance packaged heating system | Heating and Cooling
Electric | Heat Pump | Insulate Roof R-19 to R-49 Attic in HZ 1 with Air-source heat pump heating system | Heating and Cooling
Electric | Heat Pump | Insulate Roof R-19 to R-49 Attic in HZ 1 with Water-source heat pump heating system | Heating and Cooling
Electric | Room Heat - Electric | Insulate Roof R-30 to R-49 Attic in HZ 1 with Electric resistance packaged heating system | Heating and Cooling
Electric | Space Heat - Electric | Insulate Roof R-30 to R-49 Attic in HZ 1 with Electric resistance packaged heating system | Heating and Cooling
Electric | Heat Pump | Insulate Roof R-30 to R-49 Attic in HZ 1 with Air-source heat pump heating system | Heating and Cooling
Electric | Heat Pump | Insulate Roof R-30 to R-49 Attic in HZ 1 with Water-source heat pump heating system | Heating and Cooling
Electric | Room Heat - Electric | Insulate Wall R-0 to R-11 (metal frame) in HZ 1 with Electric resistance packaged heating system | Heating and Cooling
Electric | Space Heat - Electric | Insulate Wall R-0 to R-11 (metal frame) in HZ 1 with Electric resistance packaged heating system | Heating and Cooling
Electric | Heat Pump | Insulate Wall R-0 to R-11 (metal frame) in HZ 1 with Air-source heat pump heating system | Heating and Cooling
Electric | Heat Pump | Insulate Wall R-0 to R-11 (metal frame) in HZ 1 with Water-source heat pump heating system | Heating and Cooling
Electric | Room Heat - Electric | Insulate Wall R-0 to R-19 (metal frame) in HZ 1 with Electric resistance packaged heating system | Heating and Cooling
Electric | Space Heat - Electric | Insulate Wall R-0 to R-19 (metal frame) in HZ 1 with Electric resistance packaged heating system | Heating and Cooling
Electric | Heat Pump | Insulate Wall R-0 to R-19 (metal frame) in HZ 1 with Air-source heat pump heating system | Heating and Cooling
Electric | Heat Pump | Insulate Wall R-0 to R-19 (metal frame) in HZ 1 with Water-source heat pump heating system | Heating and Cooling
Electric | Room Heat - Electric | Insulate Wall R-0 to R-11 (wood frame) in HZ 1 with Electric resistance packaged heating system | Heating and Cooling
Electric | Space Heat - Electric | Insulate Wall R-0 to R-11 (wood frame) in HZ 1 with Electric resistance packaged heating system | Heating and Cooling
Electric | Heat Pump | Insulate Wall R-0 to R-11 (wood frame) in HZ 1 with Air-source heat pump heating system | Heating and Cooling
Electric | Heat Pump | Insulate Wall R-0 to R-11 (wood frame) in HZ 1 with Water-source heat pump heating system | Heating and Cooling
Electric | Room Heat - Electric | Insulate Wall R-0 to R-19 (wood frame) in HZ 1 with Electric resistance packaged heating system | Heating and Cooling
Electric | Space Heat - Electric | Insulate Wall R-0 to R-19 (wood frame) in HZ 1 with Electric resistance packaged heating system | Heating and Cooling
Electric | Heat Pump | Insulate Wall R-0 to R-19 (wood frame) in HZ 1 with Air-source heat pump heating system | Heating and Cooling
Electric | Heat Pump | Insulate Wall R-0 to R-19 (wood frame) in HZ 1 with Water-source heat pump heating system | Heating and Cooling
Electric | Room Heat - Electric | Insulate Wall R-0 to R9.5 (EIFS) in HZ 1 with Electric resistance packaged heating system | Heating and Cooling
Electric | Space Heat - Electric | Insulate Wall R-0 to R9.5 (EIFS) in HZ 1 with Electric resistance packaged heating system | Heating and Cooling
Electric | Heat Pump | Insulate Wall R-0 to R9.5 (EIFS) in HZ 1 with Air-source heat pump heating system | Heating and Cooling
Electric | Heat Pump | Insulate Wall R-0 to R9.5 (EIFS) in HZ 1 with Water-source heat pump heating system | Heating and Cooling
Electric | Refrigeration | Walk-In Cooler Evaporator Fan Motor - 20W Shaded Pole to 20W ECM | Motor
Electric | Refrigeration | Walk-In Freezer Evaporator Fan Motor - 20W Shaded Pole to 20W ECM | Motor
Electric | Refrigeration | Walk-In Cooler Evaporator Fan Motor - 20W Shaded Pole to 20W ECM | Refrigeration System
Electric | Refrigeration | Walk-In Freezer Evaporator Fan Motor - 20W Shaded Pole to 20W ECM | Refrigeration System
Electric | Water Heat LE 55 Gal | SBDI: Aerator - EWH - All Others | Aerator: electric water heating; all other business types
Electric | Water Heat GT 55 Gal | SBDI: Aerator - EWH - All Others | Aerator: electric water heating; all other business types
Electric | Water Heat LE 55 Gal | SBDI: Aerator - EWH - Small Office | Aerator: electric water heating; small office
Electric | Water Heat GT 55 Gal | SBDI: Aerator - EWH - Small Office | Aerator: electric water heating; small office
Electric | Water Heat LE 55 Gal | SBDI: Aerator - EWH - Restaurant | Aerator: electric water heating; restaurant
Electric | Water Heat GT 55 Gal | SBDI: Aerator - EWH - Restaurant | Aerator: electric water heating; restaurant
Electric | Water Heat LE 55 Gal | SBDI: Aerator - EWH - Retail | Aerator: electric water heating; retail
Electric | Water Heat GT 55 Gal | SBDI: Aerator - EWH - Retail | Aerator: electric water heating; retail
Electric | Water Heat LE 55 Gal | SBDI: Aerator - EWH - School | Aerator: electric water heating; school
Electric | Water Heat GT 55 Gal | SBDI: Aerator - EWH - School | Aerator: electric water heating; school
Electric | Water Heat LE 55 Gal | SBDI: Aerator - EWH - Commercial Kitchen - 1.0 gpm | 1.0 gpm aerator: commercial kitchen use; electric water heating
Electric | Water Heat GT 55 Gal | SBDI: Aerator - EWH - Commercial Kitchen - 1.0 gpm | 1.0 gpm aerator: commercial kitchen use; electric water heating
Electric | Water Heat LE 55 Gal | SBDI: Aerator - EWH - Lodging Guest Rooms - 0.5 gpm | 0.5 gpm aerator: lodging guest room use; electric water heating
Electric | Water Heat GT 55 Gal | SBDI: Aerator - EWH - Lodging Guest Rooms - 0.5 gpm | 0.5 gpm aerator: lodging guest room use; electric water heating
Electric | Water Heat LE 55 Gal | SBDI: Aerator - EWH - Lodging Guest Rooms - 1.0 gpm | 1.0 gpm aerator: lodging guest room use; electric water heating
Electric | Water Heat GT 55 Gal | SBDI: Aerator - EWH - Lodging Guest Rooms - 1.0 gpm | 1.0 gpm aerator: lodging guest room use; electric water heating
Electric | Lighting Interior | SBDI: LED Exit Sign | LED exit sign
Electric | Lighting Interior | SBDI: LED Open Sign | LED open sign
Electric | Lighting Interior | Open Sign - LED - Lodging | LED open sign: lodging
Electric | Refrigeration | SBDI: Controls - ASH - Compressor - Low Temp | Anti-sweat heater control: controlling compressors; low temperature
Electric | Refrigeration | SBDI: Controls - ASH - Compressor - Mid Temp | Anti-sweat heater control: controlling compressors; mid temperature
Electric | Room Heat - Electric | Thermostat Control - Occupancy Based - Setback - 5 Degrees - Lodging | Occupancy-based thermostat control with 5 degree setback: lodging
Electric | Space Heat - Electric | Thermostat Control - Occupancy Based - Setback - 5 Degrees - Lodging | Occupancy-based thermostat control with 5 degree setback: lodging
Electric | Cooking | DCV - Kitchen - Single - Comm - EO | Demand control ventilation retrofit for commercial kitchen: single phase system; electric-only customer
Electric | Water Heat LE 55 Gal | Dishwasher - Door Type - Single Tank - High Temp - E Booster - Foodservice | Door type single tank high temperature dishwasher with electric booster: foodservice
Electric | Water Heat GT 55 Gal | Dishwasher - Door Type - Single Tank - High Temp - E Booster - Foodservice | Door type single tank high temperature dishwasher with electric booster: foodservice
Electric | Water Heat LE 55 Gal | Dishwasher - Door Type - Single Tank - High Temp - EWH - E Booster - Foodservice | Door type single tank high temperature dishwasher with electric water heating and electric booster: foodservice
Electric | Water Heat GT 55 Gal | Dishwasher - Door Type - Single Tank - High Temp - EWH - E Booster - Foodservice | Door type single tank high temperature dishwasher with electric water heating and electric booster: foodservice
Electric | Water Heat LE 55 Gal | Dishwasher - Door Type - Single Tank - High Temp - GWH - E Booster - Foodservice | Door type single tank high temperature dishwasher with natural gas water heating and electric booster: foodservice
Electric | Water Heat GT 55 Gal | Dishwasher - Door Type - Single Tank - High Temp - GWH - E Booster - Foodservice | Door type single tank high temperature dishwasher with natural gas water heating and electric booster: foodservice
Electric | Water Heat LE 55 Gal | Dishwasher - Door Type - Single Tank - Low Temp - EWH - Foodservice | Door type single tank low temperature dishwasher with electric water heating: foodservice
Electric | Water Heat GT 55 Gal | Dishwasher - Door Type - Single Tank - Low Temp - EWH - Foodservice | Door type single tank low temperature dishwasher with electric water heating: foodservice
Electric | Water Heat LE 55 Gal | Dishwasher - Rack Conveyor - Multi Tank - High Temp - E Booster - Foodservice | Rack conveyor multi tank high temperature dishwasher with electric booster: foodservice
Electric | Water Heat GT 55 Gal | Dishwasher - Rack Conveyor - Multi Tank - High Temp - E Booster - Foodservice | Rack conveyor multi tank high temperature dishwasher with electric booster: foodservice
Electric | Water Heat LE 55 Gal | Dishwasher - Rack Conveyor - Multi Tank - High Temp - EWH - E Booster - Foodservice | Rack conveyor multi tank high temperature dishwasher with electric water heating and electric booster: foodservice
Electric | Water Heat GT 55 Gal | Dishwasher - Rack Conveyor - Multi Tank - High Temp - EWH - E Booster - Foodservice | Rack conveyor multi tank high temperature dishwasher with electric water heating and electric booster: foodservice
Electric | Water Heat LE 55 Gal | Dishwasher - Rack Conveyor - Multi Tank - High Temp - GWH - E Booster - Foodservice | Rack conveyor multi tank high temperature dishwasher with natural gas water heating and electric booster: foodservice
Electric | Water Heat GT 55 Gal | Dishwasher - Rack Conveyor - Multi Tank - High Temp - GWH - E Booster - Foodservice | Rack conveyor multi tank high temperature dishwasher with natural gas water heating and electric booster: foodservice
Electric | Water Heat LE 55 Gal | Dishwasher - Rack Conveyor - Multi Tank - Low Temp - EWH - Foodservice | Rack conveyor multi tank low temperature dishwasher with electric water heating: foodservice
Electric | Water Heat GT 55 Gal | Dishwasher - Rack Conveyor - Multi Tank - Low Temp - EWH - Foodservice | Rack conveyor multi tank low temperature dishwasher with electric water heating: foodservice
Electric | Water Heat LE 55 Gal | Dishwasher - Rack Conveyor - Single Tank - High Temp - E Booster - Foodservice | Rack conveyor single tank high temperature dishwasher with electric booster: foodservice
Electric | Water Heat GT 55 Gal | Dishwasher - Rack Conveyor - Single Tank - High Temp - E Booster - Foodservice | Rack conveyor single tank high temperature dishwasher with electric booster: foodservice
Electric | Water Heat LE 55 Gal | Dishwasher - Rack Conveyor - Single Tank - High Temp - EWH - E Booster - Foodservice | Rack conveyor single tank high temperature dishwasher with electric water heating and electric booster: foodservice
Electric | Water Heat GT 55 Gal | Dishwasher - Rack Conveyor - Single Tank - High Temp - EWH - E Booster - Foodservice | Rack conveyor single tank high temperature dishwasher with electric water heating and electric booster: foodservice
Electric | Water Heat LE 55 Gal | Dishwasher - Rack Conveyor - Single Tank - High Temp - GWH - E Booster - Foodservice | Rack conveyor single tank high temperature dishwasher with natural gas water heating and electric booster: foodservice
Electric | Water Heat GT 55 Gal | Dishwasher - Rack Conveyor - Single Tank - High Temp - GWH - E Booster - Foodservice | Rack conveyor single tank high temperature dishwasher with natural gas water heating and electric booster: foodservice
Electric | Water Heat LE 55 Gal | Dishwasher - Rack Conveyor - Single Tank - Low Temp - E Incidental - Foodservice | Rack conveyor single tank low temperature dishwasher with incidental electric savings only: foodservice
Electric | Water Heat GT 55 Gal | Dishwasher - Rack Conveyor - Single Tank - Low Temp - E Incidental - Foodservice | Rack conveyor single tank low temperature dishwasher with incidental electric savings only: foodservice
Electric | Water Heat LE 55 Gal | Dishwasher - Rack Conveyor - Single Tank - Low Temp - EWH - Foodservice | Rack conveyor single tank low temperature dishwasher with electric water heating: foodservice
Electric | Water Heat GT 55 Gal | Dishwasher - Rack Conveyor - Single Tank - Low Temp - EWH - Foodservice | Rack conveyor single tank low temperature dishwasher with electric water heating: foodservice
Electric | Water Heat LE 55 Gal | Dishwasher - Rack Conveyor - Single Tank - Low Temp - GWH - E Incidental - Foodservice | Rack conveyor single tank low temperature dishwasher with natural gas water heating with incidental electric savings: foodservice
Electric | Water Heat GT 55 Gal | Dishwasher - Rack Conveyor - Single Tank - Low Temp - GWH - E Incidental - Foodservice | Rack conveyor single tank low temperature dishwasher with natural gas water heating with incidental electric savings: foodservice
Electric | Water Heat LE 55 Gal | Dishwasher - Under Counter - High Temp - E Booster - Foodservice | Under counter high temperature dishwasher with electric booster: foodservice
Electric | Water Heat GT 55 Gal | Dishwasher - Under Counter - High Temp - E Booster - Foodservice | Under counter high temperature dishwasher with electric booster: foodservice
Electric | Water Heat LE 55 Gal | Dishwasher - Under Counter - High Temp - EWH - E Booster - Foodservice | Under counter high temperature dishwasher with electric water heating and electric booster: foodservice
Electric | Water Heat GT 55 Gal | Dishwasher - Under Counter - High Temp - EWH - E Booster - Foodservice | Under counter high temperature dishwasher with electric water heating and electric booster: foodservice
Electric | Water Heat LE 55 Gal | Dishwasher - Under Counter - High Temp - GWH - E Booster - Foodservice | Under counter high temperature dishwasher with natural gas water heating and electric booster: foodservice
Electric | Water Heat GT 55 Gal | Dishwasher - Under Counter - High Temp - GWH - E Booster - Foodservice | Under counter high temperature dishwasher with natural gas water heating and electric booster: foodservice
Electric | Water Heat LE 55 Gal | Dishwasher - Under Counter - Low Temp - EWH - Foodservice | Under counter low temperature dishwasher with electric water heating: foodservice
Electric | Water Heat GT 55 Gal | Dishwasher - Under Counter - Low Temp - EWH - Foodservice | Under counter low temperature dishwasher with electric water heating: foodservice
Electric | Refrigeration | Freezer - Ultra Low Temp - 15 ft to under 24 ft - Comm | Ultra-low temperature freezer: 15 feet to under 24 feet; commercial use
Electric | Refrigeration | Freezer - Ultra Low Temp - 24 ft to 29 ft - Comm | Ultra-low temperature freezer: 24 feet to 29 feet; commercial use
Electric | Refrigeration | Freezer - Ultra Low Temp - 15 ft to under 24 ft - EIE HVAC - Comm | Ultra-low temperature freezer with electric HVAC savings interactive effect: 15 feet to under 24 feet; commercial use
Electric | Refrigeration | Freezer - Ultra Low Temp - 24 ft to 29 ft - EIE HVAC - Comm | Ultra-low temperature freezer with electric HVAC savings interactive effect: 24 feet to 29 feet; commercial use
Electric | Cooking | Oven - Convection - Half - EH - Comm | Half-size convection oven: heated with electricity; commercial use
Electric | Cooking | Oven - Convection - Double - EH - Comm | Double convection oven heated with electricity: commercial use
Electric | Cooking | Oven - Convection - Full - EH - Comm | Full-size convection oven heated with electricity: commercial use
Electric | Cooking | Oven - Deck - EH - Comm | Deck oven heated with electricity: commercial use
Electric | Cooking | Oven - Combination - 14 Pans or less - EH - Comm | Combination oven heated with electricity: 14 pans or less; commercial use
Electric | Cooking | Oven - Combination - More than 28 Pans - EH - Comm | Combination oven heated with electricity: more than 28 pans; commercial use
Electric | Cooking | Oven - Combination - 15 to 28 Pans - EH - Comm | Combination oven heated with electricity: 15 to 28 pans; commercial use
Electric | Refrigeration | SBDI: Sealing - Strip Curtain - Cooler - Grocery | Cooler strip curtain: grocery
Electric | Refrigeration | SBDI: Sealing - Strip Curtain - Freezer - Grocery | Freezer strip curtain: grocery
Electric | Refrigeration | SBDI: Sealing - Strip Curtain - Freezer - Restaurant | Freezer strip curtain: restaurant
Electric | Cooking | Steamer - Any Size - EH - Kitchen - Comm | Any size steamer in commercial kitchen: electric heating
Electric | Cooking | Fryer - Kitchen - Any Vat - Comm - E | Commercial kitchen vat fryer: any size; electric fuel
Electric | Other Plug Load | Compressors-New, Rotary-Commercial Building-CS->CS, Pre-Standard | All
Electric | Other Plug Load | Compressors-New, Rotary-Commercial Building-VS->VS, Pre-Standard | All
Electric | Other Plug Load | Compressors-New, Rotary-Commercial Building-CS->VS, Pre-Standard | All
Electric | Other Plug Load | Compressors-NR, Rotary-Commercial Building-CS->CS, Pre-Standard | All
Electric | Other Plug Load | Compressors-NR, Rotary-Commercial Building-VS->VS, Pre-Standard | All
Electric | Other Plug Load | Compressors-NR, Rotary-Commercial Building-CS->VS, Pre-Standard | All
Electric | Other Plug Load | Compressors-New, Rotary-Commercial Building-CS->CS, Post-Standard | All
Electric | Other Plug Load | Compressors-New, Rotary-Commercial Building-VS->VS, Post-Standard | All
Electric | Other Plug Load | Compressors-New, Rotary-Commercial Building-CS->VS, Post-Standard | All
Electric | Other Plug Load | Compressors-NR, Rotary-Commercial Building-CS->CS, Post-Standard | All
Electric | Other Plug Load | Compressors-NR, Rotary-Commercial Building-VS->VS, Post-Standard | All
Electric | Other Plug Load | Compressors-NR, Rotary-Commercial Building-CS->VS, Post-Standard | All
Electric | Other Plug Load | Compressors-New, Reciprocating-Commercial Building-CS->CS, No Standard Established | All
Electric | Other Plug Load | Compressors-NR, Reciprocating-Commercial Building-CS->CS, No Standard Established | All
Electric | Ventilation and Circulation | ARC-Large Off | ARC-Large Off
Electric | Heat Pump | ARC-Large Off | ARC-Large Off
Electric | Cooling DX | ARC-Large Off | ARC-Large Off
Electric | Ventilation and Circulation | ARC-Medium Off | ARC-Medium Off
Electric | Heat Pump | ARC-Medium Off | ARC-Medium Off
Electric | Cooling DX | ARC-Medium Off | ARC-Medium Off
Electric | Ventilation and Circulation | ARC-Small Off | ARC-Small Off
Electric | Heat Pump | ARC-Small Off | ARC-Small Off
Electric | Cooling DX | ARC-Small Off | ARC-Small Off
Electric | Ventilation and Circulation | ARC-Xlarge Ret | ARC-Xlarge Ret
Electric | Heat Pump | ARC-Xlarge Ret | ARC-Xlarge Ret
Electric | Cooling DX | ARC-Xlarge Ret | ARC-Xlarge Ret
Electric | Ventilation and Circulation | ARC-Large Ret | ARC-Large Ret
Electric | Heat Pump | ARC-Large Ret | ARC-Large Ret
Electric | Cooling DX | ARC-Large Ret | ARC-Large Ret
Electric | Ventilation and Circulation | ARC-Medium Ret | ARC-Medium Ret
Electric | Heat Pump | ARC-Medium Ret | ARC-Medium Ret
Electric | Cooling DX | ARC-Medium Ret | ARC-Medium Ret
Electric | Ventilation and Circulation | ARC-Small Ret | ARC-Small Ret
Electric | Heat Pump | ARC-Small Ret | ARC-Small Ret
Electric | Cooling DX | ARC-Small Ret | ARC-Small Ret
Electric | Ventilation and Circulation | ARC-School K-12 | ARC-School K-12
Electric | Heat Pump | ARC-School K-12 | ARC-School K-12
Electric | Cooling DX | ARC-School K-12 | ARC-School K-12
Electric | Ventilation and Circulation | ARC-University | ARC-University
Electric | Heat Pump | ARC-University | ARC-University
Electric | Cooling DX | ARC-University | ARC-University
Electric | Ventilation and Circulation | ARC-Warehouse | ARC-Warehouse
Electric | Heat Pump | ARC-Warehouse | ARC-Warehouse
Electric | Cooling DX | ARC-Warehouse | ARC-Warehouse
Electric | Ventilation and Circulation | ARC-Supermarket | ARC-Supermarket
Electric | Heat Pump | ARC-Supermarket | ARC-Supermarket
Electric | Cooling DX | ARC-Supermarket | ARC-Supermarket
Electric | Ventilation and Circulation | ARC-MiniMart | ARC-MiniMart
Electric | Heat Pump | ARC-MiniMart | ARC-MiniMart
Electric | Cooling DX | ARC-MiniMart | ARC-MiniMart
Electric | Ventilation and Circulation | ARC-Restaurant | ARC-Restaurant
Electric | Heat Pump | ARC-Restaurant | ARC-Restaurant
Electric | Cooling DX | ARC-Restaurant | ARC-Restaurant
Electric | Ventilation and Circulation | ARC-Lodging | ARC-Lodging
Electric | Heat Pump | ARC-Lodging | ARC-Lodging
Electric | Cooling DX | ARC-Lodging | ARC-Lodging
Electric | Ventilation and Circulation | ARC-Hospital | ARC-Hospital
Electric | Heat Pump | ARC-Hospital | ARC-Hospital
Electric | Cooling DX | ARC-Hospital | ARC-Hospital
Electric | Ventilation and Circulation | ARC-Residential Care | ARC-Residential Care
Electric | Heat Pump | ARC-Residential Care | ARC-Residential Care
Electric | Cooling DX | ARC-Residential Care | ARC-Residential Care
Electric | Ventilation and Circulation | ARC-Assembly | ARC-Assembly
Electric | Heat Pump | ARC-Assembly | ARC-Assembly
Electric | Cooling DX | ARC-Assembly | ARC-Assembly
Electric | Ventilation and Circulation | ARC-Other | ARC-Other
Electric | Heat Pump | ARC-Other | ARC-Other
Electric | Cooling DX | ARC-Other | ARC-Other
Electric | Ventilation and Circulation | ARC-Light-Large Off | ARC-Light-Large Off
Electric | Heat Pump | ARC-Light-Large Off | ARC-Light-Large Off
Electric | Cooling DX | ARC-Light-Large Off | ARC-Light-Large Off
Electric | Ventilation and Circulation | ARC-Light-Medium Off | ARC-Light-Medium Off
Electric | Heat Pump | ARC-Light-Medium Off | ARC-Light-Medium Off
Electric | Cooling DX | ARC-Light-Medium Off | ARC-Light-Medium Off
Electric | Ventilation and Circulation | ARC-Light-Small Off | ARC-Light-Small Off
Electric | Heat Pump | ARC-Light-Small Off | ARC-Light-Small Off
Electric | Cooling DX | ARC-Light-Small Off | ARC-Light-Small Off
Electric | Ventilation and Circulation | ARC-Light-Xlarge Ret | ARC-Light-Xlarge Ret
Electric | Heat Pump | ARC-Light-Xlarge Ret | ARC-Light-Xlarge Ret
Electric | Cooling DX | ARC-Light-Xlarge Ret | ARC-Light-Xlarge Ret
Electric | Ventilation and Circulation | ARC-Light-Large Ret | ARC-Light-Large Ret
Electric | Heat Pump | ARC-Light-Large Ret | ARC-Light-Large Ret
Electric | Cooling DX | ARC-Light-Large Ret | ARC-Light-Large Ret
Electric | Ventilation and Circulation | ARC-Light-Medium Ret | ARC-Light-Medium Ret
Electric | Heat Pump | ARC-Light-Medium Ret | ARC-Light-Medium Ret
Electric | Cooling DX | ARC-Light-Medium Ret | ARC-Light-Medium Ret
Electric | Ventilation and Circulation | ARC-Light-Small Ret | ARC-Light-Small Ret
Electric | Heat Pump | ARC-Light-Small Ret | ARC-Light-Small Ret
Electric | Cooling DX | ARC-Light-Small Ret | ARC-Light-Small Ret
Electric | Ventilation and Circulation | ARC-Light-School K-12 | ARC-Light-School K-12
Electric | Heat Pump | ARC-Light-School K-12 | ARC-Light-School K-12
Electric | Cooling DX | ARC-Light-School K-12 | ARC-Light-School K-12
Electric | Ventilation and Circulation | ARC-Light-University | ARC-Light-University
Electric | Heat Pump | ARC-Light-University | ARC-Light-University
Electric | Cooling DX | ARC-Light-University | ARC-Light-University
Electric | Ventilation and Circulation | ARC-Light-Warehouse | ARC-Light-Warehouse
Electric | Heat Pump | ARC-Light-Warehouse | ARC-Light-Warehouse
Electric | Cooling DX | ARC-Light-Warehouse | ARC-Light-Warehouse
Electric | Ventilation and Circulation | ARC-Light-Supermarket | ARC-Light-Supermarket
Electric | Heat Pump | ARC-Light-Supermarket | ARC-Light-Supermarket
Electric | Cooling DX | ARC-Light-Supermarket | ARC-Light-Supermarket
Electric | Ventilation and Circulation | ARC-Light-MiniMart | ARC-Light-MiniMart
Electric | Heat Pump | ARC-Light-MiniMart | ARC-Light-MiniMart
Electric | Cooling DX | ARC-Light-MiniMart | ARC-Light-MiniMart
Electric | Ventilation and Circulation | ARC-Light-Restaurant | ARC-Light-Restaurant
Electric | Heat Pump | ARC-Light-Restaurant | ARC-Light-Restaurant
Electric | Cooling DX | ARC-Light-Restaurant | ARC-Light-Restaurant
Electric | Ventilation and Circulation | ARC-Light-Lodging | ARC-Light-Lodging
Electric | Heat Pump | ARC-Light-Lodging | ARC-Light-Lodging
Electric | Cooling DX | ARC-Light-Lodging | ARC-Light-Lodging
Electric | Ventilation and Circulation | ARC-Light-Hospital | ARC-Light-Hospital
Electric | Heat Pump | ARC-Light-Hospital | ARC-Light-Hospital
Electric | Cooling DX | ARC-Light-Hospital | ARC-Light-Hospital
Electric | Ventilation and Circulation | ARC-Light-Residential Care | ARC-Light-Residential Care
Electric | Heat Pump | ARC-Light-Residential Care | ARC-Light-Residential Care
Electric | Cooling DX | ARC-Light-Residential Care | ARC-Light-Residential Care
Electric | Ventilation and Circulation | ARC-Light-Assembly | ARC-Light-Assembly
Electric | Heat Pump | ARC-Light-Assembly | ARC-Light-Assembly
Electric | Cooling DX | ARC-Light-Assembly | ARC-Light-Assembly
Electric | Ventilation and Circulation | ARC-Light-Other | ARC-Light-Other
Electric | Heat Pump | ARC-Light-Other | ARC-Light-Other
Electric | Cooling DX | ARC-Light-Other | ARC-Light-Other
Electric | Ventilation and Circulation | ARC-Large Off | ARC-Gas-Large Off
Electric | Heat Pump | ARC-Large Off | ARC-Gas-Large Off
Electric | Cooling DX | ARC-Large Off | ARC-Gas-Large Off
Electric | Ventilation and Circulation | ARC-Medium Off | ARC-Gas-Medium Off
Electric | Heat Pump | ARC-Medium Off | ARC-Gas-Medium Off
Electric | Cooling DX | ARC-Medium Off | ARC-Gas-Medium Off
Electric | Ventilation and Circulation | ARC-Small Off | ARC-Gas-Small Off
Electric | Heat Pump | ARC-Small Off | ARC-Gas-Small Off
Electric | Cooling DX | ARC-Small Off | ARC-Gas-Small Off
Electric | Ventilation and Circulation | ARC-Xlarge Ret | ARC-Gas-Xlarge Ret
Electric | Heat Pump | ARC-Xlarge Ret | ARC-Gas-Xlarge Ret
Electric | Cooling DX | ARC-Xlarge Ret | ARC-Gas-Xlarge Ret
Electric | Ventilation and Circulation | ARC-Large Ret | ARC-Gas-Large Ret
Electric | Heat Pump | ARC-Large Ret | ARC-Gas-Large Ret
Electric | Cooling DX | ARC-Large Ret | ARC-Gas-Large Ret
Electric | Ventilation and Circulation | ARC-Medium Ret | ARC-Gas-Medium Ret
Electric | Heat Pump | ARC-Medium Ret | ARC-Gas-Medium Ret
Electric | Cooling DX | ARC-Medium Ret | ARC-Gas-Medium Ret
Electric | Ventilation and Circulation | ARC-Small Ret | ARC-Gas-Small Ret
Electric | Heat Pump | ARC-Small Ret | ARC-Gas-Small Ret
Electric | Cooling DX | ARC-Small Ret | ARC-Gas-Small Ret
Electric | Ventilation and Circulation | ARC-School K-12 | ARC-Gas-School K-12
Electric | Heat Pump | ARC-School K-12 | ARC-Gas-School K-12
Electric | Cooling DX | ARC-School K-12 | ARC-Gas-School K-12
Electric | Ventilation and Circulation | ARC-University | ARC-Gas-University
Electric | Heat Pump | ARC-University | ARC-Gas-University
Electric | Cooling DX | ARC-University | ARC-Gas-University
Electric | Ventilation and Circulation | ARC-Warehouse | ARC-Gas-Warehouse
Electric | Heat Pump | ARC-Warehouse | ARC-Gas-Warehouse
Electric | Cooling DX | ARC-Warehouse | ARC-Gas-Warehouse
Electric | Ventilation and Circulation | ARC-Supermarket | ARC-Gas-Supermarket
Electric | Heat Pump | ARC-Supermarket | ARC-Gas-Supermarket
Electric | Cooling DX | ARC-Supermarket | ARC-Gas-Supermarket
Electric | Ventilation and Circulation | ARC-MiniMart | ARC-Gas-MiniMart
Electric | Heat Pump | ARC-MiniMart | ARC-Gas-MiniMart
Electric | Cooling DX | ARC-MiniMart | ARC-Gas-MiniMart
Electric | Ventilation and Circulation | ARC-Restaurant | ARC-Gas-Restaurant
Electric | Heat Pump | ARC-Restaurant | ARC-Gas-Restaurant
Electric | Cooling DX | ARC-Restaurant | ARC-Gas-Restaurant
Electric | Ventilation and Circulation | ARC-Lodging | ARC-Gas-Lodging
Electric | Heat Pump | ARC-Lodging | ARC-Gas-Lodging
Electric | Cooling DX | ARC-Lodging | ARC-Gas-Lodging
Electric | Ventilation and Circulation | ARC-Hospital | ARC-Gas-Hospital
Electric | Heat Pump | ARC-Hospital | ARC-Gas-Hospital
Electric | Cooling DX | ARC-Hospital | ARC-Gas-Hospital
Electric | Ventilation and Circulation | ARC-Residential Care | ARC-Gas-Residential Care
Electric | Heat Pump | ARC-Residential Care | ARC-Gas-Residential Care
Electric | Cooling DX | ARC-Residential Care | ARC-Gas-Residential Care
Electric | Ventilation and Circulation | ARC-Assembly | ARC-Gas-Assembly
Electric | Heat Pump | ARC-Assembly | ARC-Gas-Assembly
Electric | Cooling DX | ARC-Assembly | ARC-Gas-Assembly
Electric | Ventilation and Circulation | ARC-Other | ARC-Gas-Other
Electric | Heat Pump | ARC-Other | ARC-Gas-Other
Electric | Cooling DX | ARC-Other | ARC-Gas-Other
Electric | Ventilation and Circulation | ARC-Light-Large Off | ARC-Light-Gas-Large Off
Electric | Heat Pump | ARC-Light-Large Off | ARC-Light-Gas-Large Off
Electric | Cooling DX | ARC-Light-Large Off | ARC-Light-Gas-Large Off
Electric | Ventilation and Circulation | ARC-Light-Medium Off | ARC-Light-Gas-Medium Off
Electric | Heat Pump | ARC-Light-Medium Off | ARC-Light-Gas-Medium Off
Electric | Cooling DX | ARC-Light-Medium Off | ARC-Light-Gas-Medium Off
Electric | Ventilation and Circulation | ARC-Light-Small Off | ARC-Light-Gas-Small Off
Electric | Heat Pump | ARC-Light-Small Off | ARC-Light-Gas-Small Off
Electric | Cooling DX | ARC-Light-Small Off | ARC-Light-Gas-Small Off
Electric | Ventilation and Circulation | ARC-Light-Xlarge Ret | ARC-Light-Gas-Xlarge Ret
Electric | Heat Pump | ARC-Light-Xlarge Ret | ARC-Light-Gas-Xlarge Ret
Electric | Cooling DX | ARC-Light-Xlarge Ret | ARC-Light-Gas-Xlarge Ret
Electric | Ventilation and Circulation | ARC-Light-Large Ret | ARC-Light-Gas-Large Ret
Electric | Heat Pump | ARC-Light-Large Ret | ARC-Light-Gas-Large Ret
Electric | Cooling DX | ARC-Light-Large Ret | ARC-Light-Gas-Large Ret
Electric | Ventilation and Circulation | ARC-Light-Medium Ret | ARC-Light-Gas-Medium Ret
Electric | Heat Pump | ARC-Light-Medium Ret | ARC-Light-Gas-Medium Ret
Electric | Cooling DX | ARC-Light-Medium Ret | ARC-Light-Gas-Medium Ret
Electric | Ventilation and Circulation | ARC-Light-Small Ret | ARC-Light-Gas-Small Ret
Electric | Heat Pump | ARC-Light-Small Ret | ARC-Light-Gas-Small Ret
Electric | Cooling DX | ARC-Light-Small Ret | ARC-Light-Gas-Small Ret
Electric | Ventilation and Circulation | ARC-Light-School K-12 | ARC-Light-Gas-School K-12
Electric | Heat Pump | ARC-Light-School K-12 | ARC-Light-Gas-School K-12
Electric | Cooling DX | ARC-Light-School K-12 | ARC-Light-Gas-School K-12
Electric | Ventilation and Circulation | ARC-Light-University | ARC-Light-Gas-University
Electric | Heat Pump | ARC-Light-University | ARC-Light-Gas-University
Electric | Cooling DX | ARC-Light-University | ARC-Light-Gas-University
Electric | Ventilation and Circulation | ARC-Light-Warehouse | ARC-Light-Gas-Warehouse
Electric | Heat Pump | ARC-Light-Warehouse | ARC-Light-Gas-Warehouse
Electric | Cooling DX | ARC-Light-Warehouse | ARC-Light-Gas-Warehouse
Electric | Ventilation and Circulation | ARC-Light-Supermarket | ARC-Light-Gas-Supermarket
Electric | Heat Pump | ARC-Light-Supermarket | ARC-Light-Gas-Supermarket
Electric | Cooling DX | ARC-Light-Supermarket | ARC-Light-Gas-Supermarket
Electric | Ventilation and Circulation | ARC-Light-MiniMart | ARC-Light-Gas-MiniMart
Electric | Heat Pump | ARC-Light-MiniMart | ARC-Light-Gas-MiniMart
Electric | Cooling DX | ARC-Light-MiniMart | ARC-Light-Gas-MiniMart
Electric | Ventilation and Circulation | ARC-Light-Restaurant | ARC-Light-Gas-Restaurant
Electric | Heat Pump | ARC-Light-Restaurant | ARC-Light-Gas-Restaurant
Electric | Cooling DX | ARC-Light-Restaurant | ARC-Light-Gas-Restaurant
Electric | Ventilation and Circulation | ARC-Light-Lodging | ARC-Light-Gas-Lodging
Electric | Heat Pump | ARC-Light-Lodging | ARC-Light-Gas-Lodging
Electric | Cooling DX | ARC-Light-Lodging | ARC-Light-Gas-Lodging
Electric | Ventilation and Circulation | ARC-Light-Hospital | ARC-Light-Gas-Hospital
Electric | Heat Pump | ARC-Light-Hospital | ARC-Light-Gas-Hospital
Electric | Cooling DX | ARC-Light-Hospital | ARC-Light-Gas-Hospital
Electric | Ventilation and Circulation | ARC-Light-Residential Care | ARC-Light-Gas-Residential Care
Electric | Heat Pump | ARC-Light-Residential Care | ARC-Light-Gas-Residential Care
Electric | Cooling DX | ARC-Light-Residential Care | ARC-Light-Gas-Residential Care
Electric | Ventilation and Circulation | ARC-Light-Assembly | ARC-Light-Gas-Assembly
Electric | Heat Pump | ARC-Light-Assembly | ARC-Light-Gas-Assembly
Electric | Cooling DX | ARC-Light-Assembly | ARC-Light-Gas-Assembly
Electric | Ventilation and Circulation | ARC-Light-Other | ARC-Light-Gas-Other
Electric | Heat Pump | ARC-Light-Other | ARC-Light-Gas-Other
Electric | Cooling DX | ARC-Light-Other | ARC-Light-Gas-Other
Electric | Lighting Interior | NR_LFStairwell8760_Fix_Repl_from LFTube to LINEAR_LEDPanel_CONTR | NR_LFStairwell8760_Fix_Repl_from LFTube to LINEAR_LEDPanel_CONTR
Electric | Lighting Interior | NR_LFStairwell3600_Fix_Repl_from LFTube to LINEAR_LEDPanel_CONTR | NR_LFStairwell3600_Fix_Repl_from LFTube to LINEAR_LEDPanel_CONTR
Electric | Space Heat - Electric | ConnectedThermostats-Large Off | ConnectedThermostats-Retro-Large Off-ElecHt
Electric | Space Heat - Electric | ConnectedThermostats-Medium Off | ConnectedThermostats-Retro-Medium Off-ElecHt
Electric | Space Heat - Electric | ConnectedThermostats-Small Off | ConnectedThermostats-Retro-Small Off-ElecHt
Electric | Space Heat - Electric | ConnectedThermostats-Xlarge Ret | ConnectedThermostats-Retro-Xlarge Ret-ElecHt
Electric | Space Heat - Electric | ConnectedThermostats-Large Ret | ConnectedThermostats-Retro-Large Ret-ElecHt
Electric | Space Heat - Electric | ConnectedThermostats-Medium Ret | ConnectedThermostats-Retro-Medium Ret-ElecHt
Electric | Space Heat - Electric | ConnectedThermostats-Small Ret | ConnectedThermostats-Retro-Small Ret-ElecHt
Electric | Space Heat - Electric | ConnectedThermostats-School K-12 | ConnectedThermostats-Retro-School K-12-ElecHt
Electric | Space Heat - Electric | ConnectedThermostats-University | ConnectedThermostats-Retro-University-ElecHt
Electric | Space Heat - Electric | ConnectedThermostats-Warehouse | ConnectedThermostats-Retro-Warehouse-ElecHt
Electric | Space Heat - Electric | ConnectedThermostats-Supermarket | ConnectedThermostats-Retro-Supermarket-ElecHt
Electric | Space Heat - Electric | ConnectedThermostats-MiniMart | ConnectedThermostats-Retro-MiniMart-ElecHt
Electric | Space Heat - Electric | ConnectedThermostats-Restaurant | ConnectedThermostats-Retro-Restaurant-ElecHt
Electric | Space Heat - Electric | ConnectedThermostats-Lodging | ConnectedThermostats-Retro-Lodging-ElecHt
Electric | Space Heat - Electric | ConnectedThermostats-Hospital | ConnectedThermostats-Retro-Hospital-ElecHt
Electric | Space Heat - Electric | ConnectedThermostats-Residential Care | ConnectedThermostats-Retro-Residential Care-ElecHt
Electric | Space Heat - Electric | ConnectedThermostats-Assembly | ConnectedThermostats-Retro-Assembly-ElecHt
Electric | Space Heat - Electric | ConnectedThermostats-Other | ConnectedThermostats-Retro-Other-ElecHt
Electric | Heat Pump | ConnectedThermostats-Large Off | ConnectedThermostats-Retro-Large Off-HtPmpHt
Electric | Heat Pump | ConnectedThermostats-Medium Off | ConnectedThermostats-Retro-Medium Off-HtPmpHt
Electric | Heat Pump | ConnectedThermostats-Small Off | ConnectedThermostats-Retro-Small Off-HtPmpHt
Electric | Heat Pump | ConnectedThermostats-Xlarge Ret | ConnectedThermostats-Retro-Xlarge Ret-HtPmpHt
Electric | Heat Pump | ConnectedThermostats-Large Ret | ConnectedThermostats-Retro-Large Ret-HtPmpHt
Electric | Heat Pump | ConnectedThermostats-Medium Ret | ConnectedThermostats-Retro-Medium Ret-HtPmpHt
Electric | Heat Pump | ConnectedThermostats-Small Ret | ConnectedThermostats-Retro-Small Ret-HtPmpHt
Electric | Heat Pump | ConnectedThermostats-School K-12 | ConnectedThermostats-Retro-School K-12-HtPmpHt
Electric | Heat Pump | ConnectedThermostats-University | ConnectedThermostats-Retro-University-HtPmpHt
Electric | Heat Pump | ConnectedThermostats-Warehouse | ConnectedThermostats-Retro-Warehouse-HtPmpHt
Electric | Heat Pump | ConnectedThermostats-Supermarket | ConnectedThermostats-Retro-Supermarket-HtPmpHt
Electric | Heat Pump | ConnectedThermostats-MiniMart | ConnectedThermostats-Retro-MiniMart-HtPmpHt
Electric | Heat Pump | ConnectedThermostats-Restaurant | ConnectedThermostats-Retro-Restaurant-HtPmpHt
Electric | Heat Pump | ConnectedThermostats-Lodging | ConnectedThermostats-Retro-Lodging-HtPmpHt
Electric | Heat Pump | ConnectedThermostats-Hospital | ConnectedThermostats-Retro-Hospital-HtPmpHt
Electric | Heat Pump | ConnectedThermostats-Residential Care | ConnectedThermostats-Retro-Residential Care-HtPmpHt
Electric | Heat Pump | ConnectedThermostats-Assembly | ConnectedThermostats-Retro-Assembly-HtPmpHt
Electric | Heat Pump | ConnectedThermostats-Other | ConnectedThermostats-Retro-Other-HtPmpHt
Electric | Cooking | HFHC | Cooking-HFHC
Electric | Cooking | Griddle | Cooking-Griddle
Electric | Cooking | Overwrapper | Machine Savings
Electric | Cooking | Overwrapper | Heating Savings
Electric | Cooking | Overwrapper | Cooling Savings
Electric | Space Heat - Electric | DHP-Retro-Large Off | DHP-Retro-Large Off
Electric | Space Heat - Electric | DHP-Retro-Medium Off | DHP-Retro-Medium Off
Electric | Space Heat - Electric | DHP-Retro-Small Off | DHP-Retro-Small Off
Electric | Space Heat - Electric | DHP-Retro-Xlarge Ret | DHP-Retro-Xlarge Ret
Electric | Space Heat - Electric | DHP-Retro-Large Ret | DHP-Retro-Large Ret
Electric | Space Heat - Electric | DHP-Retro-Medium Ret | DHP-Retro-Medium Ret
Electric | Space Heat - Electric | DHP-Retro-Small Ret | DHP-Retro-Small Ret
Electric | Space Heat - Electric | DHP-Retro-School K-12 | DHP-Retro-School K-12
Electric | Space Heat - Electric | DHP-Retro-University | DHP-Retro-University
Electric | Space Heat - Electric | DHP-Retro-Warehouse | DHP-Retro-Warehouse
Electric | Space Heat - Electric | DHP-Retro-Supermarket | DHP-Retro-Supermarket
Electric | Space Heat - Electric | DHP-Retro-MiniMart | DHP-Retro-MiniMart
Electric | Space Heat - Electric | DHP-Retro-Restaurant | DHP-Retro-Restaurant
Electric | Space Heat - Electric | DHP-Retro-Lodging | DHP-Retro-Lodging
Electric | Space Heat - Electric | DHP-Retro-Hospital | DHP-Retro-Hospital
Electric | Space Heat - Electric | DHP-Retro-Residential Care | DHP-Retro-Residential Care
Electric | Space Heat - Electric | DHP-Retro-Assembly | DHP-Retro-Assembly
Electric | Space Heat - Electric | DHP-Retro-Other | DHP-Retro-Other
Electric | Space Heat - Electric | DHP-New-Large Off | DHP-New-Large Off
Electric | Space Heat - Electric | DHP-New-Medium Off | DHP-New-Medium Off
Electric | Space Heat - Electric | DHP-New-Small Off | DHP-New-Small Off
Electric | Space Heat - Electric | DHP-New-Xlarge Ret | DHP-New-Xlarge Ret
Electric | Space Heat - Electric | DHP-New-Large Ret | DHP-New-Large Ret
Electric | Space Heat - Electric | DHP-New-Medium Ret | DHP-New-Medium Ret
Electric | Space Heat - Electric | DHP-New-Small Ret | DHP-New-Small Ret
Electric | Space Heat - Electric | DHP-New-School K-12 | DHP-New-School K-12
Electric | Space Heat - Electric | DHP-New-University | DHP-New-University
Electric | Space Heat - Electric | DHP-New-Warehouse | DHP-New-Warehouse
Electric | Space Heat - Electric | DHP-New-Supermarket | DHP-New-Supermarket
Electric | Space Heat - Electric | DHP-New-MiniMart | DHP-New-MiniMart
Electric | Space Heat - Electric | DHP-New-Restaurant | DHP-New-Restaurant
Electric | Space Heat - Electric | DHP-New-Lodging | DHP-New-Lodging
Electric | Space Heat - Electric | DHP-New-Hospital | DHP-New-Hospital
Electric | Space Heat - Electric | DHP-New-Residential Care | DHP-New-Residential Care
Electric | Space Heat - Electric | DHP-New-Assembly | DHP-New-Assembly
Electric | Space Heat - Electric | DHP-New-Other | DHP-New-Other
Electric | Other Plug Load | Low-Rise_Hydraulic_Elevator_Efficiency | Low-Rise_Hydraulic_Elevator_Improvement
Electric | Other Plug Load | Mid-Rise_Hydraulic_Elevator_Efficiency | Mid-Rise_Traction_Elevator_Improvement
Electric | Other Plug Load | High-Rise_Hydraulic_Elevator_Efficiency | High-Rise_Traction_Elevator_Improvement
Electric | Heat Pump | Commercial EM-Large Off-Retro | Commercial EM-Large Off-Retro
Electric | Cooling DX | Commercial EM-Large Off-Retro | Commercial EM-Large Off-Retro
Electric | Cooling Chillers | Commercial EM-Large Off-Retro | Commercial EM-Large Off-Retro
Electric | Space Heat - Electric | Commercial EM-Large Off-Retro | Commercial EM-Large Off-Retro
Electric | Heat Pump | Commercial EM-Medium Off-Retro | Commercial EM-Medium Off-Retro
Electric | Cooling DX | Commercial EM-Medium Off-Retro | Commercial EM-Medium Off-Retro
Electric | Cooling Chillers | Commercial EM-Medium Off-Retro | Commercial EM-Medium Off-Retro
Electric | Space Heat - Electric | Commercial EM-Medium Off-Retro | Commercial EM-Medium Off-Retro
Electric | Heat Pump | Commercial EM-Small Off-Retro | Commercial EM-Small Off-Retro
Electric | Cooling DX | Commercial EM-Small Off-Retro | Commercial EM-Small Off-Retro
Electric | Cooling Chillers | Commercial EM-Small Off-Retro | Commercial EM-Small Off-Retro
Electric | Space Heat - Electric | Commercial EM-Small Off-Retro | Commercial EM-Small Off-Retro
Electric | Heat Pump | Commercial EM-Xlarge Ret-Retro | Commercial EM-Xlarge Ret-Retro
Electric | Cooling DX | Commercial EM-Xlarge Ret-Retro | Commercial EM-Xlarge Ret-Retro
Electric | Cooling Chillers | Commercial EM-Xlarge Ret-Retro | Commercial EM-Xlarge Ret-Retro
Electric | Space Heat - Electric | Commercial EM-Xlarge Ret-Retro | Commercial EM-Xlarge Ret-Retro
Electric | Heat Pump | Commercial EM-Large Ret-Retro | Commercial EM-Large Ret-Retro
Electric | Cooling DX | Commercial EM-Large Ret-Retro | Commercial EM-Large Ret-Retro
Electric | Cooling Chillers | Commercial EM-Large Ret-Retro | Commercial EM-Large Ret-Retro
Electric | Space Heat - Electric | Commercial EM-Large Ret-Retro | Commercial EM-Large Ret-Retro
Electric | Heat Pump | Commercial EM-Medium Ret-Retro | Commercial EM-Medium Ret-Retro
Electric | Cooling DX | Commercial EM-Medium Ret-Retro | Commercial EM-Medium Ret-Retro
Electric | Cooling Chillers | Commercial EM-Medium Ret-Retro | Commercial EM-Medium Ret-Retro
Electric | Space Heat - Electric | Commercial EM-Medium Ret-Retro | Commercial EM-Medium Ret-Retro
Electric | Heat Pump | Commercial EM-Small Ret-Retro | Commercial EM-Small Ret-Retro
Electric | Cooling DX | Commercial EM-Small Ret-Retro | Commercial EM-Small Ret-Retro
Electric | Cooling Chillers | Commercial EM-Small Ret-Retro | Commercial EM-Small Ret-Retro
Electric | Space Heat - Electric | Commercial EM-Small Ret-Retro | Commercial EM-Small Ret-Retro
Electric | Heat Pump | Commercial EM-School K-12-Retro | Commercial EM-School K-12-Retro
Electric | Cooling DX | Commercial EM-School K-12-Retro | Commercial EM-School K-12-Retro
Electric | Cooling Chillers | Commercial EM-School K-12-Retro | Commercial EM-School K-12-Retro
Electric | Space Heat - Electric | Commercial EM-School K-12-Retro | Commercial EM-School K-12-Retro
Electric | Heat Pump | Commercial EM-University-Retro | Commercial EM-University-Retro
Electric | Cooling DX | Commercial EM-University-Retro | Commercial EM-University-Retro
Electric | Cooling Chillers | Commercial EM-University-Retro | Commercial EM-University-Retro
Electric | Space Heat - Electric | Commercial EM-University-Retro | Commercial EM-University-Retro
Electric | Heat Pump | Commercial EM-Warehouse-Retro | Commercial EM-Warehouse-Retro
Electric | Cooling DX | Commercial EM-Warehouse-Retro | Commercial EM-Warehouse-Retro
Electric | Cooling Chillers | Commercial EM-Warehouse-Retro | Commercial EM-Warehouse-Retro
Electric | Space Heat - Electric | Commercial EM-Warehouse-Retro | Commercial EM-Warehouse-Retro
Electric | Heat Pump | Commercial EM-Supermarket-Retro | Commercial EM-Supermarket-Retro
Electric | Cooling DX | Commercial EM-Supermarket-Retro | Commercial EM-Supermarket-Retro
Electric | Cooling Chillers | Commercial EM-Supermarket-Retro | Commercial EM-Supermarket-Retro
Electric | Space Heat - Electric | Commercial EM-Supermarket-Retro | Commercial EM-Supermarket-Retro
Electric | Heat Pump | Commercial EM-MiniMart-Retro | Commercial EM-MiniMart-Retro
Electric | Cooling DX | Commercial EM-MiniMart-Retro | Commercial EM-MiniMart-Retro
Electric | Cooling Chillers | Commercial EM-MiniMart-Retro | Commercial EM-MiniMart-Retro
Electric | Space Heat - Electric | Commercial EM-MiniMart-Retro | Commercial EM-MiniMart-Retro
Electric | Heat Pump | Commercial EM-Restaurant-Retro | Commercial EM-Restaurant-Retro
Electric | Cooling DX | Commercial EM-Restaurant-Retro | Commercial EM-Restaurant-Retro
Electric | Cooling Chillers | Commercial EM-Restaurant-Retro | Commercial EM-Restaurant-Retro
Electric | Space Heat - Electric | Commercial EM-Restaurant-Retro | Commercial EM-Restaurant-Retro
Electric | Heat Pump | Commercial EM-Lodging-Retro | Commercial EM-Lodging-Retro
Electric | Cooling DX | Commercial EM-Lodging-Retro | Commercial EM-Lodging-Retro
Electric | Cooling Chillers | Commercial EM-Lodging-Retro | Commercial EM-Lodging-Retro
Electric | Space Heat - Electric | Commercial EM-Lodging-Retro | Commercial EM-Lodging-Retro
Electric | Heat Pump | Commercial EM-Hospital-Retro | Commercial EM-Hospital-Retro
Electric | Cooling DX | Commercial EM-Hospital-Retro | Commercial EM-Hospital-Retro
Electric | Cooling Chillers | Commercial EM-Hospital-Retro | Commercial EM-Hospital-Retro
Electric | Space Heat - Electric | Commercial EM-Hospital-Retro | Commercial EM-Hospital-Retro
Electric | Heat Pump | Commercial EM-Residential Care-Retro | Commercial EM-Residential Care-Retro
Electric | Cooling DX | Commercial EM-Residential Care-Retro | Commercial EM-Residential Care-Retro
Electric | Cooling Chillers | Commercial EM-Residential Care-Retro | Commercial EM-Residential Care-Retro
Electric | Space Heat - Electric | Commercial EM-Residential Care-Retro | Commercial EM-Residential Care-Retro
Electric | Heat Pump | Commercial EM-Assembly-Retro | Commercial EM-Assembly-Retro
Electric | Cooling DX | Commercial EM-Assembly-Retro | Commercial EM-Assembly-Retro
Electric | Cooling Chillers | Commercial EM-Assembly-Retro | Commercial EM-Assembly-Retro
Electric | Space Heat - Electric | Commercial EM-Assembly-Retro | Commercial EM-Assembly-Retro
Electric | Heat Pump | Commercial EM-Other-Retro | Commercial EM-Other-Retro
Electric | Cooling DX | Commercial EM-Other-Retro | Commercial EM-Other-Retro
Electric | Cooling Chillers | Commercial EM-Other-Retro | Commercial EM-Other-Retro
Electric | Space Heat - Electric | Commercial EM-Other-Retro | Commercial EM-Other-Retro
Electric | Heat Pump | Commercial EM-Large Off-New | Commercial EM-Large Off-New
Electric | Cooling DX | Commercial EM-Large Off-New | Commercial EM-Large Off-New
Electric | Cooling Chillers | Commercial EM-Large Off-New | Commercial EM-Large Off-New
Electric | Space Heat - Electric | Commercial EM-Large Off-New | Commercial EM-Large Off-New
Electric | Heat Pump | Commercial EM-Medium Off-New | Commercial EM-Medium Off-New
Electric | Cooling DX | Commercial EM-Medium Off-New | Commercial EM-Medium Off-New
Electric | Cooling Chillers | Commercial EM-Medium Off-New | Commercial EM-Medium Off-New
Electric | Space Heat - Electric | Commercial EM-Medium Off-New | Commercial EM-Medium Off-New
Electric | Heat Pump | Commercial EM-Small Off-New | Commercial EM-Small Off-New
Electric | Cooling DX | Commercial EM-Small Off-New | Commercial EM-Small Off-New
Electric | Cooling Chillers | Commercial EM-Small Off-New | Commercial EM-Small Off-New
Electric | Space Heat - Electric | Commercial EM-Small Off-New | Commercial EM-Small Off-New
Electric | Heat Pump | Commercial EM-Xlarge Ret-New | Commercial EM-Xlarge Ret-New
Electric | Cooling DX | Commercial EM-Xlarge Ret-New | Commercial EM-Xlarge Ret-New
Electric | Cooling Chillers | Commercial EM-Xlarge Ret-New | Commercial EM-Xlarge Ret-New
Electric | Space Heat - Electric | Commercial EM-Xlarge Ret-New | Commercial EM-Xlarge Ret-New
Electric | Heat Pump | Commercial EM-Large Ret-New | Commercial EM-Large Ret-New
Electric | Cooling DX | Commercial EM-Large Ret-New | Commercial EM-Large Ret-New
Electric | Cooling Chillers | Commercial EM-Large Ret-New | Commercial EM-Large Ret-New
Electric | Space Heat - Electric | Commercial EM-Large Ret-New | Commercial EM-Large Ret-New
Electric | Heat Pump | Commercial EM-Medium Ret-New | Commercial EM-Medium Ret-New
Electric | Cooling DX | Commercial EM-Medium Ret-New | Commercial EM-Medium Ret-New
Electric | Cooling Chillers | Commercial EM-Medium Ret-New | Commercial EM-Medium Ret-New
Electric | Space Heat - Electric | Commercial EM-Medium Ret-New | Commercial EM-Medium Ret-New
Electric | Heat Pump | Commercial EM-Small Ret-New | Commercial EM-Small Ret-New
Electric | Cooling DX | Commercial EM-Small Ret-New | Commercial EM-Small Ret-New
Electric | Cooling Chillers | Commercial EM-Small Ret-New | Commercial EM-Small Ret-New
Electric | Space Heat - Electric | Commercial EM-Small Ret-New | Commercial EM-Small Ret-New
Electric | Heat Pump | Commercial EM-School K-12-New | Commercial EM-School K-12-New
Electric | Cooling DX | Commercial EM-School K-12-New | Commercial EM-School K-12-New
Electric | Cooling Chillers | Commercial EM-School K-12-New | Commercial EM-School K-12-New
Electric | Space Heat - Electric | Commercial EM-School K-12-New | Commercial EM-School K-12-New
Electric | Heat Pump | Commercial EM-University-New | Commercial EM-University-New
Electric | Cooling DX | Commercial EM-University-New | Commercial EM-University-New
Electric | Cooling Chillers | Commercial EM-University-New | Commercial EM-University-New
Electric | Space Heat - Electric | Commercial EM-University-New | Commercial EM-University-New
Electric | Heat Pump | Commercial EM-Warehouse-New | Commercial EM-Warehouse-New
Electric | Cooling DX | Commercial EM-Warehouse-New | Commercial EM-Warehouse-New
Electric | Cooling Chillers | Commercial EM-Warehouse-New | Commercial EM-Warehouse-New
Electric | Space Heat - Electric | Commercial EM-Warehouse-New | Commercial EM-Warehouse-New
Electric | Heat Pump | Commercial EM-Supermarket-New | Commercial EM-Supermarket-New
Electric | Cooling DX | Commercial EM-Supermarket-New | Commercial EM-Supermarket-New
Electric | Cooling Chillers | Commercial EM-Supermarket-New | Commercial EM-Supermarket-New
Electric | Space Heat - Electric | Commercial EM-Supermarket-New | Commercial EM-Supermarket-New
Electric | Heat Pump | Commercial EM-MiniMart-New | Commercial EM-MiniMart-New
Electric | Cooling DX | Commercial EM-MiniMart-New | Commercial EM-MiniMart-New
Electric | Cooling Chillers | Commercial EM-MiniMart-New | Commercial EM-MiniMart-New
Electric | Space Heat - Electric | Commercial EM-MiniMart-New | Commercial EM-MiniMart-New
Electric | Heat Pump | Commercial EM-Restaurant-New | Commercial EM-Restaurant-New
Electric | Cooling DX | Commercial EM-Restaurant-New | Commercial EM-Restaurant-New
Electric | Cooling Chillers | Commercial EM-Restaurant-New | Commercial EM-Restaurant-New
Electric | Space Heat - Electric | Commercial EM-Restaurant-New | Commercial EM-Restaurant-New
Electric | Heat Pump | Commercial EM-Lodging-New | Commercial EM-Lodging-New
Electric | Cooling DX | Commercial EM-Lodging-New | Commercial EM-Lodging-New
Electric | Cooling Chillers | Commercial EM-Lodging-New | Commercial EM-Lodging-New
Electric | Space Heat - Electric | Commercial EM-Lodging-New | Commercial EM-Lodging-New
Electric | Heat Pump | Commercial EM-Hospital-New | Commercial EM-Hospital-New
Electric | Cooling DX | Commercial EM-Hospital-New | Commercial EM-Hospital-New
Electric | Cooling Chillers | Commercial EM-Hospital-New | Commercial EM-Hospital-New
Electric | Space Heat - Electric | Commercial EM-Hospital-New | Commercial EM-Hospital-New
Electric | Heat Pump | Commercial EM-Residential Care-New | Commercial EM-Residential Care-New
Electric | Cooling DX | Commercial EM-Residential Care-New | Commercial EM-Residential Care-New
Electric | Cooling Chillers | Commercial EM-Residential Care-New | Commercial EM-Residential Care-New
Electric | Space Heat - Electric | Commercial EM-Residential Care-New | Commercial EM-Residential Care-New
Electric | Heat Pump | Commercial EM-Assembly-New | Commercial EM-Assembly-New
Electric | Cooling DX | Commercial EM-Assembly-New | Commercial EM-Assembly-New
Electric | Cooling Chillers | Commercial EM-Assembly-New | Commercial EM-Assembly-New
Electric | Space Heat - Electric | Commercial EM-Assembly-New | Commercial EM-Assembly-New
Electric | Heat Pump | Commercial EM-Other-New | Commercial EM-Other-New
Electric | Cooling DX | Commercial EM-Other-New | Commercial EM-Other-New
Electric | Cooling Chillers | Commercial EM-Other-New | Commercial EM-Other-New
Electric | Space Heat - Electric | Commercial EM-Other-New | Commercial EM-Other-New
Electric | Other Plug Load | Wall-Mounted Vehicle Engine Block Heater Control_School Bus_HZ1 | Engine Block Heating
Electric | Other Plug Load | Wall-Mounted Vehicle Engine Block Heater Control_Delivery_HZ1 | Engine Block Heating
Electric | Other Plug Load | Wall-Mounted Vehicle Engine Block Heater Control_Mass Transit_HZ1 | Engine Block Heating
Electric | Other Plug Load | Engine-Mounted Vehicle Engine Block Heater Control_School Bus_HZ1 | Engine Block Heating
Electric | Other Plug Load | Engine-Mounted Vehicle Engine Block Heater Control_Delivery_HZ1 | Engine Block Heating
Electric | Other Plug Load | Engine-Mounted Vehicle Engine Block Heater Control_Mass Transit_HZ1 | Engine Block Heating
Electric | Lighting Interior | LEC Exit Sign-Double-New | LEC Exit Sign-Double-New
Electric | Lighting Interior | LEC Exit Sign-Single-New | LEC Exit Sign-Single-New
Electric | Lighting Interior | LEC Exit Sign-Double-NR | LEC Exit Sign-Double-NR
Electric | Lighting Interior | LEC Exit Sign-Single-NR | LEC Exit Sign-Single-NR
Electric | Lighting Exterior | Exterior Lighting: Parking Lot - HPS 250W to LED 159W - Photocell - New | Parking Lot - HPS 250W - New
Electric | Lighting Exterior | Exterior Lighting: Parking Lot - MH 400W to LED 189W - Photocell - New | Parking Lot - MH 400W - New
Electric | Lighting Exterior | Exterior Lighting: Parking Lot - MH 1000W to LED 417W - Photocell - New | Parking Lot - MH 1000W - New
Electric | Lighting Exterior | Exterior Lighting: Parking Lot - HPS 250W to LED 159W - Photocell - NR | Parking Lot - HPS 250W - NR
Electric | Lighting Exterior | Exterior Lighting: Parking Lot - MH 400W to LED 189W - Photocell - NR | Parking Lot - MH 400W - NR
Electric | Lighting Exterior | Exterior Lighting: Parking Lot - MH 1000W to LED 417W - Photocell - NR | Parking Lot - MH 1000W - NR
Electric | Lighting Exterior | Exterior Lighting: Parking Lot - HPS 250W to LED 159W - Photocell - Retro | Parking Lot - HPS 250W - Retro
Electric | Lighting Exterior | Exterior Lighting: Parking Lot - MH 400W to LED 189W - Photocell - Retro | Parking Lot - MH 400W - Retro
Electric | Lighting Exterior | Exterior Lighting: Parking Lot - MH 1000W to LED 417W - Photocell - Retro | Parking Lot - MH 1000W - Retro
Electric | Lighting Exterior | Exterior Lighting: Façade - HID 150W to LED 26W - Photocell - New | Façade - HID 150W - New
Electric | Lighting Exterior | Exterior Lighting: Façade - HID 400W to LED 77W - Photocell - New | Façade - HID 400W - New
Electric | Lighting Exterior | Exterior Lighting: Façade - HID 150W to LED 26W - Photocell - NR | Façade - HID 150W - NR
Electric | Lighting Exterior | Exterior Lighting: Façade - HID 400W to LED 77W - Photocell - NR | Façade - HID 400W - NR
Electric | Lighting Exterior | Exterior Lighting: Façade - HID 150W to LED 26W - Photocell - Retro | Façade - HID 150W - Retro
Electric | Lighting Exterior | Exterior Lighting: Façade - HID 400W to LED 77W - Photocell - Retro | Façade - HID 400W - Retro
Electric | Lighting Exterior | Exterior Lighting: Walkway - HID 150W to LED 25W - Photocell - New | Walkway - HID 150W - New
Electric | Lighting Exterior | Exterior Lighting: Walkway - CFL 26W to LED 12W - Photocell - New | Walkway - CFL 26W - New
Electric | Lighting Exterior | Exterior Lighting: Walkway - INC 75W to LED 12W - Photocell - New | Walkway - INC 75W - New
Electric | Lighting Exterior | Exterior Lighting: Walkway - HID 150W to LED 26W - Photocell - NR | Walkway - HID 150W - NR
Electric | Lighting Exterior | Exterior Lighting: Walkway - CFL 26W to LED 12W - Photocell - NR | Walkway - CFL 26W - NR
Electric | Lighting Exterior | Exterior Lighting: Walkway - INC 75W to LED 12W - Photocell - NR | Walkway - INC 75W - NR
Electric | Lighting Exterior | Exterior Lighting: Walkway - HID 150W to LED 26W - Photocell - Retro | Walkway - HID 150W - Retro
Electric | Lighting Exterior | Exterior Lighting: Walkway - CFL 26W to LED 12W - Photocell - Retro | Walkway - CFL 26W - Retro
Electric | Lighting Exterior | Exterior Lighting: Walkway - INC 75W to LED 12W - Photocell - Retro | Walkway - INC 75W - Retro
Electric | Lighting Exterior | Exterior Lighting: Parking Lot - HPS 250W to LED 159W - Bi-Level - New | Parking Lot - HPS 250W - New
Electric | Lighting Exterior | Exterior Lighting: Parking Lot - MH 400W to LED 189W - Bi-Level - New | Parking Lot - MH 400W - New
Electric | Lighting Exterior | Exterior Lighting: Parking Lot - MH 1000W to LED 417W - Bi-Level - New | Parking Lot - MH 1000W - New
Electric | Lighting Exterior | Exterior Lighting: Parking Lot - HPS 250W to LED 159W - Bi-Level - NR | Parking Lot - HPS 250W - NR
Electric | Lighting Exterior | Exterior Lighting: Parking Lot - MH 400W to LED 189W - Bi-Level - NR | Parking Lot - MH 400W - NR
Electric | Lighting Exterior | Exterior Lighting: Parking Lot - MH 1000W to LED 417W - Bi-Level - NR | Parking Lot - MH 1000W - NR
Electric | Lighting Exterior | Exterior Lighting: Parking Lot - HPS 250W to LED 159W - Bi-Level - Retro | Parking Lot - HPS 250W - Retro
Electric | Lighting Exterior | Exterior Lighting: Parking Lot - MH 400W to LED 189W - Bi-Level - Retro | Parking Lot - MH 400W - Retro
Electric | Lighting Exterior | Exterior Lighting: Parking Lot - MH 1000W to LED 417W - Bi-Level - Retro | Parking Lot - MH 1000W - Retro
Electric | Lighting Exterior | Exterior Lighting: Façade - HID 150W to LED 26W - Bi-Level - New | Façade - HID 150W - New
Electric | Lighting Exterior | Exterior Lighting: Façade - HID 400W to LED 77W - Bi-Level - New | Façade - HID 400W - New
Electric | Lighting Exterior | Exterior Lighting: Façade - HID 150W to LED 26W - Bi-Level - NR | Façade - HID 150W - NR
Electric | Lighting Exterior | Exterior Lighting: Façade - HID 400W to LED 77W - Bi-Level - NR | Façade - HID 400W - NR
Electric | Lighting Exterior | Exterior Lighting: Façade - HID 150W to LED 26W - Bi-Level - Retro | Façade - HID 150W - Retro
Electric | Lighting Exterior | Exterior Lighting: Façade - HID 400W to LED 77W - Bi-Level - Retro | Façade - HID 400W - Retro
Electric | Lighting Exterior | Exterior Lighting: Walkway - HID 150W to LED 25W - Bi-Level - New | Walkway - HID 150W - New
Electric | Lighting Exterior | Exterior Lighting: Walkway - CFL 26W to LED 12W - Bi-Level - New | Walkway - CFL 26W - New
Electric | Lighting Exterior | Exterior Lighting: Walkway - INC 75W to LED 12W - Bi-Level - New | Walkway - INC 75W - New
Electric | Lighting Exterior | Exterior Lighting: Walkway - HID 150W to LED 26W - Bi-Level - NR | Walkway - HID 150W - NR
Electric | Lighting Exterior | Exterior Lighting: Walkway - CFL 26W to LED 12W - Bi-Level - NR | Walkway - CFL 26W - NR
Electric | Lighting Exterior | Exterior Lighting: Walkway - INC 75W to LED 12W - Bi-Level - NR | Walkway - INC 75W - NR
Electric | Lighting Exterior | Exterior Lighting: Walkway - HID 150W to LED 26W - Bi-Level - Retro | Walkway - HID 150W - Retro
Electric | Lighting Exterior | Exterior Lighting: Walkway - CFL 26W to LED 12W - Bi-Level - Retro | Walkway - CFL 26W - Retro
Electric | Lighting Exterior | Exterior Lighting: Walkway - INC 75W to LED 12W - Bi-Level - Retro | Walkway - INC 75W - Retro
Electric | Ventilation and Circulation | Fans-New-All Commercial-VS->VS | all
Electric | Ventilation and Circulation | Fans-New-All Commercial-CS->CS | all
Electric | Ventilation and Circulation | Fans-New-All Commercial-CS->VS | all
Electric | Ventilation and Circulation | Fans-New-All Commercial-Trim | all
Electric | Ventilation and Circulation | Fans-New-All Commercial-SystemUpgrade | all
Electric | Ventilation and Circulation | Fans-NR-All Commercial-VS->VS | all
Electric | Ventilation and Circulation | Fans-NR-All Commercial-CS->CS | all
Electric | Ventilation and Circulation | Fans-NR-All Commercial-CS->VS | all
Electric | Ventilation and Circulation | Fans-NR-All Commercial-Trim | all
Electric | Ventilation and Circulation | Fans-RETRO-All Commercial-SystemUpgrade | all
Electric | Refrigeration | Commercial Ice Maker | Commercial Ice Maker
Electric | Refrigeration | Commercial Beverage Vending Machine | Commercial Beverage Vending Machine
Electric | Lighting Interior | Large Off_NEW_LINEAR_Fixture_from_LFTube_to_LEDPanel_CONTR | NEW_LINEAR_Fixture_from_LFTube_to_LEDPanel_CONTR
Electric | Lighting Interior | Large Off_NR_LINEAR_Fixture_from_LFTube_to_LEDPanel | NR_LINEAR_Fixture_from_LFTube_to_LEDPanel
Electric | Lighting Interior | Large Off_NR_LINEAR_Fixture_from_LFTube_to_LEDPanel_RDX | NR_LINEAR_Fixture_from_LFTube_to_LEDPanel_RDX
Electric | Lighting Interior | Large Off_NR_LINEAR_Fixture_from_LFTube_to_LEDPanel_CONTR | NR_LINEAR_Fixture_from_LFTube_to_LEDPanel_CONTR
Electric | Lighting Interior | Large Off_NR_LINEAR_Lamp_from_LFTube_to_LEDTube_RDX | NR_LINEAR_Lamp_from_LFTube_to_LEDTube_RDX
Electric | Lighting Interior | Large Off_NR_LINEAR_Fixture_from_LEDTube_to_LEDPanel_CONTR | NR_LINEAR_Fixture_from_LEDTube_to_LEDPanel_CONTR
Electric | Lighting Interior | Large Off_RETRO_LINEAR_Fixture_from_LFTube_to_LEDPanel | RETRO_LINEAR_Fixture_from_LFTube_to_LEDPanel
Electric | Lighting Interior | Large Off_RETRO_LINEAR_Fixture_from_LFTube_to_LEDPanel_RDX | RETRO_LINEAR_Fixture_from_LFTube_to_LEDPanel_RDX
Electric | Lighting Interior | Large Off_RETRO_LINEAR_Fixture_from_LFTube_to_LEDPanel_CONTR | RETRO_LINEAR_Fixture_from_LFTube_to_LEDPanel_CONTR
Electric | Lighting Interior | Large Off_RETRO_LINEAR_Lamp_from_LFTube_to_LEDTube_RDX | RETRO_LINEAR_Lamp_from_LFTube_to_LEDTube_RDX
Electric | Lighting Interior | Large Off_RETRO_LINEAR_Fixture_from_LEDTube_to_LEDPanel_CONTR | RETRO_LINEAR_Fixture_from_LEDTube_to_LEDPanel_CONTR
Electric | Lighting Interior | Large Off_NEW_HIGHBAY_Fixture_from_LFTube_to_LEDPanel_CONTR | NEW_HIGHBAY_Fixture_from_LFTube_to_LEDPanel_CONTR
Electric | Lighting Interior | Large Off_NR_HIGHBAY_Fixture_from_LFTube_to_LEDPanel | NR_HIGHBAY_Fixture_from_LFTube_to_LEDPanel
Electric | Lighting Interior | Large Off_NR_HIGHBAY_Fixture_from_LFTube_to_LEDPanel_CONTR | NR_HIGHBAY_Fixture_from_LFTube_to_LEDPanel_CONTR
Electric | Lighting Interior | Large Off_NR_HIGHBAY_Fixture_from_HID_to_LEDPanel | NR_HIGHBAY_Fixture_from_HID_to_LEDPanel
Electric | Lighting Interior | Large Off_NR_HIGHBAY_Fixture_from_HID_to_LEDPanel_CONTR | NR_HIGHBAY_Fixture_from_HID_to_LEDPanel_CONTR
Electric | Lighting Interior | Large Off_RETRO_HIGHBAY_Fixture_from_LFTube_to_LEDPanel | RETRO_HIGHBAY_Fixture_from_LFTube_to_LEDPanel
Electric | Lighting Interior | Large Off_RETRO_HIGHBAY_Fixture_from_LFTube_to_LEDPanel_CONTR | RETRO_HIGHBAY_Fixture_from_LFTube_to_LEDPanel_CONTR
Electric | Lighting Interior | Large Off_RETRO_HIGHBAY_Fixture_from_HID_to_LEDPanel | RETRO_HIGHBAY_Fixture_from_HID_to_LEDPanel
Electric | Lighting Interior | Large Off_RETRO_HIGHBAY_Fixture_from_HID_to_LEDPanel_CONTR | RETRO_HIGHBAY_Fixture_from_HID_to_LEDPanel_CONTR
Electric | Lighting Interior | Large Off_NEW_CAN_Fixture_from_CFL_to_LEDPanel | NEW_CAN_Fixture_from_CFL_to_LEDPanel
Electric | Lighting Interior | Large Off_NR_CAN_Lamp_from_CFL_to_LEDScrew | NR_CAN_Lamp_from_CFL_to_LEDScrew
Electric | Lighting Interior | Large Off_NR_CAN_Lamp_from_Inc/Hal_to_LEDScrew | NR_CAN_Lamp_from_Inc/Hal_to_LEDScrew
Electric | Lighting Interior | Large Off_RETRO_CAN_Lamp_from_CFL_to_LEDScrew | RETRO_CAN_Lamp_from_CFL_to_LEDScrew
Electric | Lighting Interior | Large Off_RETRO_CAN_Lamp_from_Inc/Hal_to_LEDScrew | RETRO_CAN_Lamp_from_Inc/Hal_to_LEDScrew
Electric | Lighting Interior | Large Off_NEW_DISP_Fixture_from_CFL_to_LEDPanel | NEW_DISP_Fixture_from_CFL_to_LEDPanel
Electric | Lighting Interior | Large Off_NR_DISP_Lamp_from_CFL_to_LEDScrew | NR_DISP_Lamp_from_CFL_to_LEDScrew
Electric | Lighting Interior | Large Off_NR_DISP_Lamp_from_Inc/Hal_to_LEDScrew | NR_DISP_Lamp_from_Inc/Hal_to_LEDScrew
Electric | Lighting Interior | Large Off_RETRO_DISP_Lamp_from_CFL_to_LEDScrew | RETRO_DISP_Lamp_from_CFL_to_LEDScrew
Electric | Lighting Interior | Large Off_RETRO_DISP_Lamp_from_Inc/Hal_to_LEDScrew | RETRO_DISP_Lamp_from_Inc/Hal_to_LEDScrew
Electric | Lighting Interior | Large Off_NEW_OTHER_Fixture_from_CFL_to_LEDPanel | NEW_OTHER_Fixture_from_CFL_to_LEDPanel
Electric | Lighting Interior | Large Off_NR_OTHER_Lamp_from_CFL_to_LEDScrew | NR_OTHER_Lamp_from_CFL_to_LEDScrew
Electric | Lighting Interior | Large Off_NR_OTHER_Lamp_from_Inc/Hal_to_LEDScrew | NR_OTHER_Lamp_from_Inc/Hal_to_LEDScrew
Electric | Lighting Interior | Large Off_RETRO_OTHER_Lamp_from_CFL_to_LEDScrew | RETRO_OTHER_Lamp_from_CFL_to_LEDScrew
Electric | Lighting Interior | Large Off_RETRO_OTHER_Lamp_from_Inc/Hal_to_LEDScrew | RETRO_OTHER_Lamp_from_Inc/Hal_to_LEDScrew
Electric | Lighting Interior | Medium Off_NEW_LINEAR_Fixture_from_LFTube_to_LEDPanel_CONTR | NEW_LINEAR_Fixture_from_LFTube_to_LEDPanel_CONTR
Electric | Lighting Interior | Medium Off_NR_LINEAR_Fixture_from_LFTube_to_LEDPanel | NR_LINEAR_Fixture_from_LFTube_to_LEDPanel
Electric | Lighting Interior | Medium Off_NR_LINEAR_Fixture_from_LFTube_to_LEDPanel_RDX | NR_LINEAR_Fixture_from_LFTube_to_LEDPanel_RDX
Electric | Lighting Interior | Medium Off_NR_LINEAR_Fixture_from_LFTube_to_LEDPanel_CONTR | NR_LINEAR_Fixture_from_LFTube_to_LEDPanel_CONTR
Electric | Lighting Interior | Medium Off_NR_LINEAR_Lamp_from_LFTube_to_LEDTube_RDX | NR_LINEAR_Lamp_from_LFTube_to_LEDTube_RDX
Electric | Lighting Interior | Medium Off_NR_LINEAR_Fixture_from_LEDTube_to_LEDPanel_CONTR | NR_LINEAR_Fixture_from_LEDTube_to_LEDPanel_CONTR
Electric | Lighting Interior | Medium Off_RETRO_LINEAR_Fixture_from_LFTube_to_LEDPanel | RETRO_LINEAR_Fixture_from_LFTube_to_LEDPanel
Electric | Lighting Interior | Medium Off_RETRO_LINEAR_Fixture_from_LFTube_to_LEDPanel_RDX | RETRO_LINEAR_Fixture_from_LFTube_to_LEDPanel_RDX
Electric | Lighting Interior | Medium Off_RETRO_LINEAR_Fixture_from_LFTube_to_LEDPanel_CONTR | RETRO_LINEAR_Fixture_from_LFTube_to_LEDPanel_CONTR
Electric | Lighting Interior | Medium Off_RETRO_LINEAR_Lamp_from_LFTube_to_LEDTube_RDX | RETRO_LINEAR_Lamp_from_LFTube_to_LEDTube_RDX
Electric | Lighting Interior | Medium Off_RETRO_LINEAR_Fixture_from_LEDTube_to_LEDPanel_CONTR | RETRO_LINEAR_Fixture_from_LEDTube_to_LEDPanel_CONTR
Electric | Lighting Interior | Medium Off_NEW_HIGHBAY_Fixture_from_LFTube_to_LEDPanel_CONTR | NEW_HIGHBAY_Fixture_from_LFTube_to_LEDPanel_CONTR
Electric | Lighting Interior | Medium Off_NR_HIGHBAY_Fixture_from_LFTube_to_LEDPanel | NR_HIGHBAY_Fixture_from_LFTube_to_LEDPanel
Electric | Lighting Interior | Medium Off_NR_HIGHBAY_Fixture_from_LFTube_to_LEDPanel_CONTR | NR_HIGHBAY_Fixture_from_LFTube_to_LEDPanel_CONTR
Electric | Lighting Interior | Medium Off_NR_HIGHBAY_Fixture_from_HID_to_LEDPanel | NR_HIGHBAY_Fixture_from_HID_to_LEDPanel
Electric | Lighting Interior | Medium Off_NR_HIGHBAY_Fixture_from_HID_to_LEDPanel_CONTR | NR_HIGHBAY_Fixture_from_HID_to_LEDPanel_CONTR
Electric | Lighting Interior | Medium Off_RETRO_HIGHBAY_Fixture_from_LFTube_to_LEDPanel | RETRO_HIGHBAY_Fixture_from_LFTube_to_LEDPanel
Electric | Lighting Interior | Medium Off_RETRO_HIGHBAY_Fixture_from_LFTube_to_LEDPanel_CONTR | RETRO_HIGHBAY_Fixture_from_LFTube_to_LEDPanel_CONTR
Electric | Lighting Interior | Medium Off_RETRO_HIGHBAY_Fixture_from_HID_to_LEDPanel | RETRO_HIGHBAY_Fixture_from_HID_to_LEDPanel
Electric | Lighting Interior | Medium Off_RETRO_HIGHBAY_Fixture_from_HID_to_LEDPanel_CONTR | RETRO_HIGHBAY_Fixture_from_HID_to_LEDPanel_CONTR
Electric | Lighting Interior | Medium Off_NEW_CAN_Fixture_from_CFL_to_LEDPanel | NEW_CAN_Fixture_from_CFL_to_LEDPanel
Electric | Lighting Interior | Medium Off_NR_CAN_Lamp_from_CFL_to_LEDScrew | NR_CAN_Lamp_from_CFL_to_LEDScrew
Electric | Lighting Interior | Medium Off_NR_CAN_Lamp_from_Inc/Hal_to_LEDScrew | NR_CAN_Lamp_from_Inc/Hal_to_LEDScrew
Electric | Lighting Interior | Medium Off_RETRO_CAN_Lamp_from_CFL_to_LEDScrew | RETRO_CAN_Lamp_from_CFL_to_LEDScrew
Electric | Lighting Interior | Medium Off_RETRO_CAN_Lamp_from_Inc/Hal_to_LEDScrew | RETRO_CAN_Lamp_from_Inc/Hal_to_LEDScrew
Electric | Lighting Interior | Medium Off_NEW_DISP_Fixture_from_CFL_to_LEDPanel | NEW_DISP_Fixture_from_CFL_to_LEDPanel
Electric | Lighting Interior | Medium Off_NR_DISP_Lamp_from_CFL_to_LEDScrew | NR_DISP_Lamp_from_CFL_to_LEDScrew
Electric | Lighting Interior | Medium Off_NR_DISP_Lamp_from_Inc/Hal_to_LEDScrew | NR_DISP_Lamp_from_Inc/Hal_to_LEDScrew
Electric | Lighting Interior | Medium Off_RETRO_DISP_Lamp_from_CFL_to_LEDScrew | RETRO_DISP_Lamp_from_CFL_to_LEDScrew
Electric | Lighting Interior | Medium Off_RETRO_DISP_Lamp_from_Inc/Hal_to_LEDScrew | RETRO_DISP_Lamp_from_Inc/Hal_to_LEDScrew
Electric | Lighting Interior | Medium Off_NEW_OTHER_Fixture_from_CFL_to_LEDPanel | NEW_OTHER_Fixture_from_CFL_to_LEDPanel
Electric | Lighting Interior | Medium Off_NR_OTHER_Lamp_from_CFL_to_LEDScrew | NR_OTHER_Lamp_from_CFL_to_LEDScrew
Electric | Lighting Interior | Medium Off_NR_OTHER_Lamp_from_Inc/Hal_to_LEDScrew | NR_OTHER_Lamp_from_Inc/Hal_to_LEDScrew
Electric | Lighting Interior | Medium Off_RETRO_OTHER_Lamp_from_CFL_to_LEDScrew | RETRO_OTHER_Lamp_from_CFL_to_LEDScrew
Electric | Lighting Interior | Medium Off_RETRO_OTHER_Lamp_from_Inc/Hal_to_LEDScrew | RETRO_OTHER_Lamp_from_Inc/Hal_to_LEDScrew
Electric | Lighting Interior | Small Off_NEW_LINEAR_Fixture_from_LFTube_to_LEDPanel_CONTR | NEW_LINEAR_Fixture_from_LFTube_to_LEDPanel_CONTR
Electric | Lighting Interior | Small Off_NR_LINEAR_Fixture_from_LFTube_to_LEDPanel | NR_LINEAR_Fixture_from_LFTube_to_LEDPanel
Electric | Lighting Interior | Small Off_NR_LINEAR_Fixture_from_LFTube_to_LEDPanel_RDX | NR_LINEAR_Fixture_from_LFTube_to_LEDPanel_RDX
Electric | Lighting Interior | Small Off_NR_LINEAR_Fixture_from_LFTube_to_LEDPanel_CONTR | NR_LINEAR_Fixture_from_LFTube_to_LEDPanel_CONTR
Electric | Lighting Interior | Small Off_NR_LINEAR_Lamp_from_LFTube_to_LEDTube_RDX | NR_LINEAR_Lamp_from_LFTube_to_LEDTube_RDX
Electric | Lighting Interior | Small Off_NR_LINEAR_Fixture_from_LEDTube_to_LEDPanel_CONTR | NR_LINEAR_Fixture_from_LEDTube_to_LEDPanel_CONTR
Electric | Lighting Interior | Small Off_RETRO_LINEAR_Fixture_from_LFTube_to_LEDPanel | RETRO_LINEAR_Fixture_from_LFTube_to_LEDPanel
Electric | Lighting Interior | Small Off_RETRO_LINEAR_Fixture_from_LFTube_to_LEDPanel_RDX | RETRO_LINEAR_Fixture_from_LFTube_to_LEDPanel_RDX
Electric | Lighting Interior | Small Off_RETRO_LINEAR_Fixture_from_LFTube_to_LEDPanel_CONTR | RETRO_LINEAR_Fixture_from_LFTube_to_LEDPanel_CONTR
Electric | Lighting Interior | Small Off_RETRO_LINEAR_Lamp_from_LFTube_to_LEDTube_RDX | RETRO_LINEAR_Lamp_from_LFTube_to_LEDTube_RDX
Electric | Lighting Interior | Small Off_RETRO_LINEAR_Fixture_from_LEDTube_to_LEDPanel_CONTR | RETRO_LINEAR_Fixture_from_LEDTube_to_LEDPanel_CONTR
Electric | Lighting Interior | Small Off_NEW_HIGHBAY_Fixture_from_LFTube_to_LEDPanel_CONTR | NEW_HIGHBAY_Fixture_from_LFTube_to_LEDPanel_CONTR
Electric | Lighting Interior | Small Off_NR_HIGHBAY_Fixture_from_LFTube_to_LEDPanel | NR_HIGHBAY_Fixture_from_LFTube_to_LEDPanel
Electric | Lighting Interior | Small Off_NR_HIGHBAY_Fixture_from_LFTube_to_LEDPanel_CONTR | NR_HIGHBAY_Fixture_from_LFTube_to_LEDPanel_CONTR
Electric | Lighting Interior | Small Off_NR_HIGHBAY_Fixture_from_HID_to_LEDPanel | NR_HIGHBAY_Fixture_from_HID_to_LEDPanel
Electric | Lighting Interior | Small Off_NR_HIGHBAY_Fixture_from_HID_to_LEDPanel_CONTR | NR_HIGHBAY_Fixture_from_HID_to_LEDPanel_CONTR
Electric | Lighting Interior | Small Off_RETRO_HIGHBAY_Fixture_from_LFTube_to_LEDPanel | RETRO_HIGHBAY_Fixture_from_LFTube_to_LEDPanel
Electric | Lighting Interior | Small Off_RETRO_HIGHBAY_Fixture_from_LFTube_to_LEDPanel_CONTR | RETRO_HIGHBAY_Fixture_from_LFTube_to_LEDPanel_CONTR
Electric | Lighting Interior | Small Off_RETRO_HIGHBAY_Fixture_from_HID_to_LEDPanel | RETRO_HIGHBAY_Fixture_from_HID_to_LEDPanel
Electric | Lighting Interior | Small Off_RETRO_HIGHBAY_Fixture_from_HID_to_LEDPanel_CONTR | RETRO_HIGHBAY_Fixture_from_HID_to_LEDPanel_CONTR
Electric | Lighting Interior | Small Off_NEW_CAN_Fixture_from_CFL_to_LEDPanel | NEW_CAN_Fixture_from_CFL_to_LEDPanel
Electric | Lighting Interior | Small Off_NR_CAN_Lamp_from_CFL_to_LEDScrew | NR_CAN_Lamp_from_CFL_to_LEDScrew
Electric | Lighting Interior | Small Off_NR_CAN_Lamp_from_Inc/Hal_to_LEDScrew | NR_CAN_Lamp_from_Inc/Hal_to_LEDScrew
Electric | Lighting Interior | Small Off_RETRO_CAN_Lamp_from_CFL_to_LEDScrew | RETRO_CAN_Lamp_from_CFL_to_LEDScrew
Electric | Lighting Interior | Small Off_RETRO_CAN_Lamp_from_Inc/Hal_to_LEDScrew | RETRO_CAN_Lamp_from_Inc/Hal_to_LEDScrew
Electric | Lighting Interior | Small Off_NEW_DISP_Fixture_from_CFL_to_LEDPanel | NEW_DISP_Fixture_from_CFL_to_LEDPanel
Electric | Lighting Interior | Small Off_NR_DISP_Lamp_from_CFL_to_LEDScrew | NR_DISP_Lamp_from_CFL_to_LEDScrew
Electric | Lighting Interior | Small Off_NR_DISP_Lamp_from_Inc/Hal_to_LEDScrew | NR_DISP_Lamp_from_Inc/Hal_to_LEDScrew
Electric | Lighting Interior | Small Off_RETRO_DISP_Lamp_from_CFL_to_LEDScrew | RETRO_DISP_Lamp_from_CFL_to_LEDScrew
Electric | Lighting Interior | Small Off_RETRO_DISP_Lamp_from_Inc/Hal_to_LEDScrew | RETRO_DISP_Lamp_from_Inc/Hal_to_LEDScrew
Electric | Lighting Interior | Small Off_NEW_OTHER_Fixture_from_CFL_to_LEDPanel | NEW_OTHER_Fixture_from_CFL_to_LEDPanel
Electric | Lighting Interior | Small Off_NR_OTHER_Lamp_from_CFL_to_LEDScrew | NR_OTHER_Lamp_from_CFL_to_LEDScrew
Electric | Lighting Interior | Small Off_NR_OTHER_Lamp_from_Inc/Hal_to_LEDScrew | NR_OTHER_Lamp_from_Inc/Hal_to_LEDScrew
Electric | Lighting Interior | Small Off_RETRO_OTHER_Lamp_from_CFL_to_LEDScrew | RETRO_OTHER_Lamp_from_CFL_to_LEDScrew
Electric | Lighting Interior | Small Off_RETRO_OTHER_Lamp_from_Inc/Hal_to_LEDScrew | RETRO_OTHER_Lamp_from_Inc/Hal_to_LEDScrew
Electric | Lighting Interior | Xlarge Ret_NEW_LINEAR_Fixture_from_LFTube_to_LEDPanel_CONTR | NEW_LINEAR_Fixture_from_LFTube_to_LEDPanel_CONTR
Electric | Lighting Interior | Xlarge Ret_NR_LINEAR_Fixture_from_LFTube_to_LEDPanel | NR_LINEAR_Fixture_from_LFTube_to_LEDPanel
Electric | Lighting Interior | Xlarge Ret_NR_LINEAR_Fixture_from_LFTube_to_LEDPanel_RDX | NR_LINEAR_Fixture_from_LFTube_to_LEDPanel_RDX
Electric | Lighting Interior | Xlarge Ret_NR_LINEAR_Fixture_from_LFTube_to_LEDPanel_CONTR | NR_LINEAR_Fixture_from_LFTube_to_LEDPanel_CONTR
Electric | Lighting Interior | Xlarge Ret_NR_LINEAR_Lamp_from_LFTube_to_LEDTube_RDX | NR_LINEAR_Lamp_from_LFTube_to_LEDTube_RDX
Electric | Lighting Interior | Xlarge Ret_NR_LINEAR_Fixture_from_LEDTube_to_LEDPanel_CONTR | NR_LINEAR_Fixture_from_LEDTube_to_LEDPanel_CONTR
Electric | Lighting Interior | Xlarge Ret_RETRO_LINEAR_Fixture_from_LFTube_to_LEDPanel | RETRO_LINEAR_Fixture_from_LFTube_to_LEDPanel
Electric | Lighting Interior | Xlarge Ret_RETRO_LINEAR_Fixture_from_LFTube_to_LEDPanel_RDX | RETRO_LINEAR_Fixture_from_LFTube_to_LEDPanel_RDX
Electric | Lighting Interior | Xlarge Ret_RETRO_LINEAR_Fixture_from_LFTube_to_LEDPanel_CONTR | RETRO_LINEAR_Fixture_from_LFTube_to_LEDPanel_CONTR
Electric | Lighting Interior | Xlarge Ret_RETRO_LINEAR_Lamp_from_LFTube_to_LEDTube_RDX | RETRO_LINEAR_Lamp_from_LFTube_to_LEDTube_RDX
Electric | Lighting Interior | Xlarge Ret_RETRO_LINEAR_Fixture_from_LEDTube_to_LEDPanel_CONTR | RETRO_LINEAR_Fixture_from_LEDTube_to_LEDPanel_CONTR
Electric | Lighting Interior | Xlarge Ret_NEW_HIGHBAY_Fixture_from_LFTube_to_LEDPanel_CONTR | NEW_HIGHBAY_Fixture_from_LFTube_to_LEDPanel_CONTR
Electric | Lighting Interior | Xlarge Ret_NR_HIGHBAY_Fixture_from_LFTube_to_LEDPanel | NR_HIGHBAY_Fixture_from_LFTube_to_LEDPanel
Electric | Lighting Interior | Xlarge Ret_NR_HIGHBAY_Fixture_from_LFTube_to_LEDPanel_CONTR | NR_HIGHBAY_Fixture_from_LFTube_to_LEDPanel_CONTR
Electric | Lighting Interior | Xlarge Ret_NR_HIGHBAY_Fixture_from_HID_to_LEDPanel | NR_HIGHBAY_Fixture_from_HID_to_LEDPanel
Electric | Lighting Interior | Xlarge Ret_NR_HIGHBAY_Fixture_from_HID_to_LEDPanel_CONTR | NR_HIGHBAY_Fixture_from_HID_to_LEDPanel_CONTR
Electric | Lighting Interior | Xlarge Ret_RETRO_HIGHBAY_Fixture_from_LFTube_to_LEDPanel | RETRO_HIGHBAY_Fixture_from_LFTube_to_LEDPanel
Electric | Lighting Interior | Xlarge Ret_RETRO_HIGHBAY_Fixture_from_LFTube_to_LEDPanel_CONTR | RETRO_HIGHBAY_Fixture_from_LFTube_to_LEDPanel_CONTR
Electric | Lighting Interior | Xlarge Ret_RETRO_HIGHBAY_Fixture_from_HID_to_LEDPanel | RETRO_HIGHBAY_Fixture_from_HID_to_LEDPanel
Electric | Lighting Interior | Xlarge Ret_RETRO_HIGHBAY_Fixture_from_HID_to_LEDPanel_CONTR | RETRO_HIGHBAY_Fixture_from_HID_to_LEDPanel_CONTR
Electric | Lighting Interior | Xlarge Ret_NEW_CAN_Fixture_from_CFL_to_LEDPanel | NEW_CAN_Fixture_from_CFL_to_LEDPanel
Electric | Lighting Interior | Xlarge Ret_NR_CAN_Lamp_from_CFL_to_LEDScrew | NR_CAN_Lamp_from_CFL_to_LEDScrew
Electric | Lighting Interior | Xlarge Ret_NR_CAN_Lamp_from_Inc/Hal_to_LEDScrew | NR_CAN_Lamp_from_Inc/Hal_to_LEDScrew
Electric | Lighting Interior | Xlarge Ret_RETRO_CAN_Lamp_from_CFL_to_LEDScrew | RETRO_CAN_Lamp_from_CFL_to_LEDScrew
Electric | Lighting Interior | Xlarge Ret_RETRO_CAN_Lamp_from_Inc/Hal_to_LEDScrew | RETRO_CAN_Lamp_from_Inc/Hal_to_LEDScrew
Electric | Lighting Interior | Xlarge Ret_NEW_DISP_Fixture_from_CFL_to_LEDPanel | NEW_DISP_Fixture_from_CFL_to_LEDPanel
Electric | Lighting Interior | Xlarge Ret_NR_DISP_Lamp_from_CFL_to_LEDScrew | NR_DISP_Lamp_from_CFL_to_LEDScrew
Electric | Lighting Interior | Xlarge Ret_NR_DISP_Lamp_from_Inc/Hal_to_LEDScrew | NR_DISP_Lamp_from_Inc/Hal_to_LEDScrew
Electric | Lighting Interior | Xlarge Ret_RETRO_DISP_Lamp_from_CFL_to_LEDScrew | RETRO_DISP_Lamp_from_CFL_to_LEDScrew
Electric | Lighting Interior | Xlarge Ret_RETRO_DISP_Lamp_from_Inc/Hal_to_LEDScrew | RETRO_DISP_Lamp_from_Inc/Hal_to_LEDScrew
Electric | Lighting Interior | Xlarge Ret_NEW_OTHER_Fixture_from_CFL_to_LEDPanel | NEW_OTHER_Fixture_from_CFL_to_LEDPanel
Electric | Lighting Interior | Xlarge Ret_NR_OTHER_Lamp_from_CFL_to_LEDScrew | NR_OTHER_Lamp_from_CFL_to_LEDScrew
Electric | Lighting Interior | Xlarge Ret_NR_OTHER_Lamp_from_Inc/Hal_to_LEDScrew | NR_OTHER_Lamp_from_Inc/Hal_to_LEDScrew
Electric | Lighting Interior | Xlarge Ret_RETRO_OTHER_Lamp_from_CFL_to_LEDScrew | RETRO_OTHER_Lamp_from_CFL_to_LEDScrew
Electric | Lighting Interior | Xlarge Ret_RETRO_OTHER_Lamp_from_Inc/Hal_to_LEDScrew | RETRO_OTHER_Lamp_from_Inc/Hal_to_LEDScrew
Electric | Lighting Interior | Large Ret_NEW_LINEAR_Fixture_from_LFTube_to_LEDPanel_CONTR | NEW_LINEAR_Fixture_from_LFTube_to_LEDPanel_CONTR
Electric | Lighting Interior | Large Ret_NR_LINEAR_Fixture_from_LFTube_to_LEDPanel | NR_LINEAR_Fixture_from_LFTube_to_LEDPanel
Electric | Lighting Interior | Large Ret_NR_LINEAR_Fixture_from_LFTube_to_LEDPanel_RDX | NR_LINEAR_Fixture_from_LFTube_to_LEDPanel_RDX
Electric | Lighting Interior | Large Ret_NR_LINEAR_Fixture_from_LFTube_to_LEDPanel_CONTR | NR_LINEAR_Fixture_from_LFTube_to_LEDPanel_CONTR
Electric | Lighting Interior | Large Ret_NR_LINEAR_Lamp_from_LFTube_to_LEDTube_RDX | NR_LINEAR_Lamp_from_LFTube_to_LEDTube_RDX
Electric | Lighting Interior | Large Ret_NR_LINEAR_Fixture_from_LEDTube_to_LEDPanel_CONTR | NR_LINEAR_Fixture_from_LEDTube_to_LEDPanel_CONTR
Electric | Lighting Interior | Large Ret_RETRO_LINEAR_Fixture_from_LFTube_to_LEDPanel | RETRO_LINEAR_Fixture_from_LFTube_to_LEDPanel
Electric | Lighting Interior | Large Ret_RETRO_LINEAR_Fixture_from_LFTube_to_LEDPanel_RDX | RETRO_LINEAR_Fixture_from_LFTube_to_LEDPanel_RDX
Electric | Lighting Interior | Large Ret_RETRO_LINEAR_Fixture_from_LFTube_to_LEDPanel_CONTR | RETRO_LINEAR_Fixture_from_LFTube_to_LEDPanel_CONTR
Electric | Lighting Interior | Large Ret_RETRO_LINEAR_Lamp_from_LFTube_to_LEDTube_RDX | RETRO_LINEAR_Lamp_from_LFTube_to_LEDTube_RDX
Electric | Lighting Interior | Large Ret_RETRO_LINEAR_Fixture_from_LEDTube_to_LEDPanel_CONTR | RETRO_LINEAR_Fixture_from_LEDTube_to_LEDPanel_CONTR
Electric | Lighting Interior | Large Ret_NEW_HIGHBAY_Fixture_from_LFTube_to_LEDPanel_CONTR | NEW_HIGHBAY_Fixture_from_LFTube_to_LEDPanel_CONTR
Electric | Lighting Interior | Large Ret_NR_HIGHBAY_Fixture_from_LFTube_to_LEDPanel | NR_HIGHBAY_Fixture_from_LFTube_to_LEDPanel
Electric | Lighting Interior | Large Ret_NR_HIGHBAY_Fixture_from_LFTube_to_LEDPanel_CONTR | NR_HIGHBAY_Fixture_from_LFTube_to_LEDPanel_CONTR
Electric | Lighting Interior | Large Ret_NR_HIGHBAY_Fixture_from_HID_to_LEDPanel | NR_HIGHBAY_Fixture_from_HID_to_LEDPanel
Electric | Lighting Interior | Large Ret_NR_HIGHBAY_Fixture_from_HID_to_LEDPanel_CONTR | NR_HIGHBAY_Fixture_from_HID_to_LEDPanel_CONTR
Electric | Lighting Interior | Large Ret_RETRO_HIGHBAY_Fixture_from_LFTube_to_LEDPanel | RETRO_HIGHBAY_Fixture_from_LFTube_to_LEDPanel
Electric | Lighting Interior | Large Ret_RETRO_HIGHBAY_Fixture_from_LFTube_to_LEDPanel_CONTR | RETRO_HIGHBAY_Fixture_from_LFTube_to_LEDPanel_CONTR
Electric | Lighting Interior | Large Ret_RETRO_HIGHBAY_Fixture_from_HID_to_LEDPanel | RETRO_HIGHBAY_Fixture_from_HID_to_LEDPanel
Electric | Lighting Interior | Large Ret_RETRO_HIGHBAY_Fixture_from_HID_to_LEDPanel_CONTR | RETRO_HIGHBAY_Fixture_from_HID_to_LEDPanel_CONTR
Electric | Lighting Interior | Large Ret_NEW_CAN_Fixture_from_CFL_to_LEDPanel | NEW_CAN_Fixture_from_CFL_to_LEDPanel
Electric | Lighting Interior | Large Ret_NR_CAN_Lamp_from_CFL_to_LEDScrew | NR_CAN_Lamp_from_CFL_to_LEDScrew
Electric | Lighting Interior | Large Ret_NR_CAN_Lamp_from_Inc/Hal_to_LEDScrew | NR_CAN_Lamp_from_Inc/Hal_to_LEDScrew
Electric | Lighting Interior | Large Ret_RETRO_CAN_Lamp_from_CFL_to_LEDScrew | RETRO_CAN_Lamp_from_CFL_to_LEDScrew
Electric | Lighting Interior | Large Ret_RETRO_CAN_Lamp_from_Inc/Hal_to_LEDScrew | RETRO_CAN_Lamp_from_Inc/Hal_to_LEDScrew
Electric | Lighting Interior | Large Ret_NEW_DISP_Fixture_from_CFL_to_LEDPanel | NEW_DISP_Fixture_from_CFL_to_LEDPanel
Electric | Lighting Interior | Large Ret_NR_DISP_Lamp_from_CFL_to_LEDScrew | NR_DISP_Lamp_from_CFL_to_LEDScrew
Electric | Lighting Interior | Large Ret_NR_DISP_Lamp_from_Inc/Hal_to_LEDScrew | NR_DISP_Lamp_from_Inc/Hal_to_LEDScrew
Electric | Lighting Interior | Large Ret_RETRO_DISP_Lamp_from_CFL_to_LEDScrew | RETRO_DISP_Lamp_from_CFL_to_LEDScrew
Electric | Lighting Interior | Large Ret_RETRO_DISP_Lamp_from_Inc/Hal_to_LEDScrew | RETRO_DISP_Lamp_from_Inc/Hal_to_LEDScrew
Electric | Lighting Interior | Large Ret_NEW_OTHER_Fixture_from_CFL_to_LEDPanel | NEW_OTHER_Fixture_from_CFL_to_LEDPanel
Electric | Lighting Interior | Large Ret_NR_OTHER_Lamp_from_CFL_to_LEDScrew | NR_OTHER_Lamp_from_CFL_to_LEDScrew
Electric | Lighting Interior | Large Ret_NR_OTHER_Lamp_from_Inc/Hal_to_LEDScrew | NR_OTHER_Lamp_from_Inc/Hal_to_LEDScrew
Electric | Lighting Interior | Large Ret_RETRO_OTHER_Lamp_from_CFL_to_LEDScrew | RETRO_OTHER_Lamp_from_CFL_to_LEDScrew
Electric | Lighting Interior | Large Ret_RETRO_OTHER_Lamp_from_Inc/Hal_to_LEDScrew | RETRO_OTHER_Lamp_from_Inc/Hal_to_LEDScrew
Electric | Lighting Interior | Medium Ret_NEW_LINEAR_Fixture_from_LFTube_to_LEDPanel_CONTR | NEW_LINEAR_Fixture_from_LFTube_to_LEDPanel_CONTR
Electric | Lighting Interior | Medium Ret_NR_LINEAR_Fixture_from_LFTube_to_LEDPanel | NR_LINEAR_Fixture_from_LFTube_to_LEDPanel
Electric | Lighting Interior | Medium Ret_NR_LINEAR_Fixture_from_LFTube_to_LEDPanel_RDX | NR_LINEAR_Fixture_from_LFTube_to_LEDPanel_RDX
Electric | Lighting Interior | Medium Ret_NR_LINEAR_Fixture_from_LFTube_to_LEDPanel_CONTR | NR_LINEAR_Fixture_from_LFTube_to_LEDPanel_CONTR
Electric | Lighting Interior | Medium Ret_NR_LINEAR_Lamp_from_LFTube_to_LEDTube_RDX | NR_LINEAR_Lamp_from_LFTube_to_LEDTube_RDX
Electric | Lighting Interior | Medium Ret_NR_LINEAR_Fixture_from_LEDTube_to_LEDPanel_CONTR | NR_LINEAR_Fixture_from_LEDTube_to_LEDPanel_CONTR
Electric | Lighting Interior | Medium Ret_RETRO_LINEAR_Fixture_from_LFTube_to_LEDPanel | RETRO_LINEAR_Fixture_from_LFTube_to_LEDPanel
Electric | Lighting Interior | Medium Ret_RETRO_LINEAR_Fixture_from_LFTube_to_LEDPanel_RDX | RETRO_LINEAR_Fixture_from_LFTube_to_LEDPanel_RDX
Electric | Lighting Interior | Medium Ret_RETRO_LINEAR_Fixture_from_LFTube_to_LEDPanel_CONTR | RETRO_LINEAR_Fixture_from_LFTube_to_LEDPanel_CONTR
Electric | Lighting Interior | Medium Ret_RETRO_LINEAR_Lamp_from_LFTube_to_LEDTube_RDX | RETRO_LINEAR_Lamp_from_LFTube_to_LEDTube_RDX
Electric | Lighting Interior | Medium Ret_RETRO_LINEAR_Fixture_from_LEDTube_to_LEDPanel_CONTR | RETRO_LINEAR_Fixture_from_LEDTube_to_LEDPanel_CONTR
Electric | Lighting Interior | Medium Ret_NEW_HIGHBAY_Fixture_from_LFTube_to_LEDPanel_CONTR | NEW_HIGHBAY_Fixture_from_LFTube_to_LEDPanel_CONTR
Electric | Lighting Interior | Medium Ret_NR_HIGHBAY_Fixture_from_LFTube_to_LEDPanel | NR_HIGHBAY_Fixture_from_LFTube_to_LEDPanel
Electric | Lighting Interior | Medium Ret_NR_HIGHBAY_Fixture_from_LFTube_to_LEDPanel_CONTR | NR_HIGHBAY_Fixture_from_LFTube_to_LEDPanel_CONTR
Electric | Lighting Interior | Medium Ret_NR_HIGHBAY_Fixture_from_HID_to_LEDPanel | NR_HIGHBAY_Fixture_from_HID_to_LEDPanel
Electric | Lighting Interior | Medium Ret_NR_HIGHBAY_Fixture_from_HID_to_LEDPanel_CONTR | NR_HIGHBAY_Fixture_from_HID_to_LEDPanel_CONTR
Electric | Lighting Interior | Medium Ret_RETRO_HIGHBAY_Fixture_from_LFTube_to_LEDPanel | RETRO_HIGHBAY_Fixture_from_LFTube_to_LEDPanel
Electric | Lighting Interior | Medium Ret_RETRO_HIGHBAY_Fixture_from_LFTube_to_LEDPanel_CONTR | RETRO_HIGHBAY_Fixture_from_LFTube_to_LEDPanel_CONTR
Electric | Lighting Interior | Medium Ret_RETRO_HIGHBAY_Fixture_from_HID_to_LEDPanel | RETRO_HIGHBAY_Fixture_from_HID_to_LEDPanel
Electric | Lighting Interior | Medium Ret_RETRO_HIGHBAY_Fixture_from_HID_to_LEDPanel_CONTR | RETRO_HIGHBAY_Fixture_from_HID_to_LEDPanel_CONTR
Electric | Lighting Interior | Medium Ret_NEW_CAN_Fixture_from_CFL_to_LEDPanel | NEW_CAN_Fixture_from_CFL_to_LEDPanel
Electric | Lighting Interior | Medium Ret_NR_CAN_Lamp_from_CFL_to_LEDScrew | NR_CAN_Lamp_from_CFL_to_LEDScrew
Electric | Lighting Interior | Medium Ret_NR_CAN_Lamp_from_Inc/Hal_to_LEDScrew | NR_CAN_Lamp_from_Inc/Hal_to_LEDScrew
Electric | Lighting Interior | Medium Ret_RETRO_CAN_Lamp_from_CFL_to_LEDScrew | RETRO_CAN_Lamp_from_CFL_to_LEDScrew
Electric | Lighting Interior | Medium Ret_RETRO_CAN_Lamp_from_Inc/Hal_to_LEDScrew | RETRO_CAN_Lamp_from_Inc/Hal_to_LEDScrew
Electric | Lighting Interior | Medium Ret_NEW_DISP_Fixture_from_CFL_to_LEDPanel | NEW_DISP_Fixture_from_CFL_to_LEDPanel
Electric | Lighting Interior | Medium Ret_NR_DISP_Lamp_from_CFL_to_LEDScrew | NR_DISP_Lamp_from_CFL_to_LEDScrew
Electric | Lighting Interior | Medium Ret_NR_DISP_Lamp_from_Inc/Hal_to_LEDScrew | NR_DISP_Lamp_from_Inc/Hal_to_LEDScrew
Electric | Lighting Interior | Medium Ret_RETRO_DISP_Lamp_from_CFL_to_LEDScrew | RETRO_DISP_Lamp_from_CFL_to_LEDScrew
Electric | Lighting Interior | Medium Ret_RETRO_DISP_Lamp_from_Inc/Hal_to_LEDScrew | RETRO_DISP_Lamp_from_Inc/Hal_to_LEDScrew
Electric | Lighting Interior | Medium Ret_NEW_OTHER_Fixture_from_CFL_to_LEDPanel | NEW_OTHER_Fixture_from_CFL_to_LEDPanel
Electric | Lighting Interior | Medium Ret_NR_OTHER_Lamp_from_CFL_to_LEDScrew | NR_OTHER_Lamp_from_CFL_to_LEDScrew
Electric | Lighting Interior | Medium Ret_NR_OTHER_Lamp_from_Inc/Hal_to_LEDScrew | NR_OTHER_Lamp_from_Inc/Hal_to_LEDScrew
Electric | Lighting Interior | Medium Ret_RETRO_OTHER_Lamp_from_CFL_to_LEDScrew | RETRO_OTHER_Lamp_from_CFL_to_LEDScrew
Electric | Lighting Interior | Medium Ret_RETRO_OTHER_Lamp_from_Inc/Hal_to_LEDScrew | RETRO_OTHER_Lamp_from_Inc/Hal_to_LEDScrew
Electric | Lighting Interior | Small Ret_NEW_LINEAR_Fixture_from_LFTube_to_LEDPanel_CONTR | NEW_LINEAR_Fixture_from_LFTube_to_LEDPanel_CONTR
Electric | Lighting Interior | Small Ret_NR_LINEAR_Fixture_from_LFTube_to_LEDPanel | NR_LINEAR_Fixture_from_LFTube_to_LEDPanel
Electric | Lighting Interior | Small Ret_NR_LINEAR_Fixture_from_LFTube_to_LEDPanel_RDX | NR_LINEAR_Fixture_from_LFTube_to_LEDPanel_RDX
Electric | Lighting Interior | Small Ret_NR_LINEAR_Fixture_from_LFTube_to_LEDPanel_CONTR | NR_LINEAR_Fixture_from_LFTube_to_LEDPanel_CONTR
Electric | Lighting Interior | Small Ret_NR_LINEAR_Lamp_from_LFTube_to_LEDTube_RDX | NR_LINEAR_Lamp_from_LFTube_to_LEDTube_RDX
Electric | Lighting Interior | Small Ret_NR_LINEAR_Fixture_from_LEDTube_to_LEDPanel_CONTR | NR_LINEAR_Fixture_from_LEDTube_to_LEDPanel_CONTR
Electric | Lighting Interior | Small Ret_RETRO_LINEAR_Fixture_from_LFTube_to_LEDPanel | RETRO_LINEAR_Fixture_from_LFTube_to_LEDPanel
Electric | Lighting Interior | Small Ret_RETRO_LINEAR_Fixture_from_LFTube_to_LEDPanel_RDX | RETRO_LINEAR_Fixture_from_LFTube_to_LEDPanel_RDX
Electric | Lighting Interior | Small Ret_RETRO_LINEAR_Fixture_from_LFTube_to_LEDPanel_CONTR | RETRO_LINEAR_Fixture_from_LFTube_to_LEDPanel_CONTR
Electric | Lighting Interior | Small Ret_RETRO_LINEAR_Lamp_from_LFTube_to_LEDTube_RDX | RETRO_LINEAR_Lamp_from_LFTube_to_LEDTube_RDX
Electric | Lighting Interior | Small Ret_RETRO_LINEAR_Fixture_from_LEDTube_to_LEDPanel_CONTR | RETRO_LINEAR_Fixture_from_LEDTube_to_LEDPanel_CONTR
Electric | Lighting Interior | Small Ret_NEW_HIGHBAY_Fixture_from_LFTube_to_LEDPanel_CONTR | NEW_HIGHBAY_Fixture_from_LFTube_to_LEDPanel_CONTR
Electric | Lighting Interior | Small Ret_NR_HIGHBAY_Fixture_from_LFTube_to_LEDPanel | NR_HIGHBAY_Fixture_from_LFTube_to_LEDPanel
Electric | Lighting Interior | Small Ret_NR_HIGHBAY_Fixture_from_LFTube_to_LEDPanel_CONTR | NR_HIGHBAY_Fixture_from_LFTube_to_LEDPanel_CONTR
Electric | Lighting Interior | Small Ret_NR_HIGHBAY_Fixture_from_HID_to_LEDPanel | NR_HIGHBAY_Fixture_from_HID_to_LEDPanel
Electric | Lighting Interior | Small Ret_NR_HIGHBAY_Fixture_from_HID_to_LEDPanel_CONTR | NR_HIGHBAY_Fixture_from_HID_to_LEDPanel_CONTR
Electric | Lighting Interior | Small Ret_RETRO_HIGHBAY_Fixture_from_LFTube_to_LEDPanel | RETRO_HIGHBAY_Fixture_from_LFTube_to_LEDPanel
Electric | Lighting Interior | Small Ret_RETRO_HIGHBAY_Fixture_from_LFTube_to_LEDPanel_CONTR | RETRO_HIGHBAY_Fixture_from_LFTube_to_LEDPanel_CONTR
Electric | Lighting Interior | Small Ret_RETRO_HIGHBAY_Fixture_from_HID_to_LEDPanel | RETRO_HIGHBAY_Fixture_from_HID_to_LEDPanel
Electric | Lighting Interior | Small Ret_RETRO_HIGHBAY_Fixture_from_HID_to_LEDPanel_CONTR | RETRO_HIGHBAY_Fixture_from_HID_to_LEDPanel_CONTR
Electric | Lighting Interior | Small Ret_NEW_CAN_Fixture_from_CFL_to_LEDPanel | NEW_CAN_Fixture_from_CFL_to_LEDPanel
Electric | Lighting Interior | Small Ret_NR_CAN_Lamp_from_CFL_to_LEDScrew | NR_CAN_Lamp_from_CFL_to_LEDScrew
Electric | Lighting Interior | Small Ret_NR_CAN_Lamp_from_Inc/Hal_to_LEDScrew | NR_CAN_Lamp_from_Inc/Hal_to_LEDScrew
Electric | Lighting Interior | Small Ret_RETRO_CAN_Lamp_from_CFL_to_LEDScrew | RETRO_CAN_Lamp_from_CFL_to_LEDScrew
Electric | Lighting Interior | Small Ret_RETRO_CAN_Lamp_from_Inc/Hal_to_LEDScrew | RETRO_CAN_Lamp_from_Inc/Hal_to_LEDScrew
Electric | Lighting Interior | Small Ret_NEW_DISP_Fixture_from_CFL_to_LEDPanel | NEW_DISP_Fixture_from_CFL_to_LEDPanel
Electric | Lighting Interior | Small Ret_NR_DISP_Lamp_from_CFL_to_LEDScrew | NR_DISP_Lamp_from_CFL_to_LEDScrew
Electric | Lighting Interior | Small Ret_NR_DISP_Lamp_from_Inc/Hal_to_LEDScrew | NR_DISP_Lamp_from_Inc/Hal_to_LEDScrew
Electric | Lighting Interior | Small Ret_RETRO_DISP_Lamp_from_CFL_to_LEDScrew | RETRO_DISP_Lamp_from_CFL_to_LEDScrew
Electric | Lighting Interior | Small Ret_RETRO_DISP_Lamp_from_Inc/Hal_to_LEDScrew | RETRO_DISP_Lamp_from_Inc/Hal_to_LEDScrew
Electric | Lighting Interior | Small Ret_NEW_OTHER_Fixture_from_CFL_to_LEDPanel | NEW_OTHER_Fixture_from_CFL_to_LEDPanel
Electric | Lighting Interior | Small Ret_NR_OTHER_Lamp_from_CFL_to_LEDScrew | NR_OTHER_Lamp_from_CFL_to_LEDScrew
Electric | Lighting Interior | Small Ret_NR_OTHER_Lamp_from_Inc/Hal_to_LEDScrew | NR_OTHER_Lamp_from_Inc/Hal_to_LEDScrew
Electric | Lighting Interior | Small Ret_RETRO_OTHER_Lamp_from_CFL_to_LEDScrew | RETRO_OTHER_Lamp_from_CFL_to_LEDScrew
Electric | Lighting Interior | Small Ret_RETRO_OTHER_Lamp_from_Inc/Hal_to_LEDScrew | RETRO_OTHER_Lamp_from_Inc/Hal_to_LEDScrew
Electric | Lighting Interior | School K-12_NEW_LINEAR_Fixture_from_LFTube_to_LEDPanel_CONTR | NEW_LINEAR_Fixture_from_LFTube_to_LEDPanel_CONTR
Electric | Lighting Interior | School K-12_NR_LINEAR_Fixture_from_LFTube_to_LEDPanel | NR_LINEAR_Fixture_from_LFTube_to_LEDPanel
Electric | Lighting Interior | School K-12_NR_LINEAR_Fixture_from_LFTube_to_LEDPanel_RDX | NR_LINEAR_Fixture_from_LFTube_to_LEDPanel_RDX
Electric | Lighting Interior | School K-12_NR_LINEAR_Fixture_from_LFTube_to_LEDPanel_CONTR | NR_LINEAR_Fixture_from_LFTube_to_LEDPanel_CONTR
Electric | Lighting Interior | School K-12_NR_LINEAR_Lamp_from_LFTube_to_LEDTube_RDX | NR_LINEAR_Lamp_from_LFTube_to_LEDTube_RDX
Electric | Lighting Interior | School K-12_NR_LINEAR_Fixture_from_LEDTube_to_LEDPanel_CONTR | NR_LINEAR_Fixture_from_LEDTube_to_LEDPanel_CONTR
Electric | Lighting Interior | School K-12_RETRO_LINEAR_Fixture_from_LFTube_to_LEDPanel | RETRO_LINEAR_Fixture_from_LFTube_to_LEDPanel
Electric | Lighting Interior | School K-12_RETRO_LINEAR_Fixture_from_LFTube_to_LEDPanel_RDX | RETRO_LINEAR_Fixture_from_LFTube_to_LEDPanel_RDX
Electric | Lighting Interior | School K-12_RETRO_LINEAR_Fixture_from_LFTube_to_LEDPanel_CONTR | RETRO_LINEAR_Fixture_from_LFTube_to_LEDPanel_CONTR
Electric | Lighting Interior | School K-12_RETRO_LINEAR_Lamp_from_LFTube_to_LEDTube_RDX | RETRO_LINEAR_Lamp_from_LFTube_to_LEDTube_RDX
Electric | Lighting Interior | School K-12_RETRO_LINEAR_Fixture_from_LEDTube_to_LEDPanel_CONTR | RETRO_LINEAR_Fixture_from_LEDTube_to_LEDPanel_CONTR
Electric | Lighting Interior | School K-12_NEW_HIGHBAY_Fixture_from_LFTube_to_LEDPanel_CONTR | NEW_HIGHBAY_Fixture_from_LFTube_to_LEDPanel_CONTR
Electric | Lighting Interior | School K-12_NR_HIGHBAY_Fixture_from_LFTube_to_LEDPanel | NR_HIGHBAY_Fixture_from_LFTube_to_LEDPanel
Electric | Lighting Interior | School K-12_NR_HIGHBAY_Fixture_from_LFTube_to_LEDPanel_CONTR | NR_HIGHBAY_Fixture_from_LFTube_to_LEDPanel_CONTR
Electric | Lighting Interior | School K-12_NR_HIGHBAY_Fixture_from_HID_to_LEDPanel | NR_HIGHBAY_Fixture_from_HID_to_LEDPanel
Electric | Lighting Interior | School K-12_NR_HIGHBAY_Fixture_from_HID_to_LEDPanel_CONTR | NR_HIGHBAY_Fixture_from_HID_to_LEDPanel_CONTR
Electric | Lighting Interior | School K-12_RETRO_HIGHBAY_Fixture_from_LFTube_to_LEDPanel | RETRO_HIGHBAY_Fixture_from_LFTube_to_LEDPanel
Electric | Lighting Interior | School K-12_RETRO_HIGHBAY_Fixture_from_LFTube_to_LEDPanel_CONTR | RETRO_HIGHBAY_Fixture_from_LFTube_to_LEDPanel_CONTR
Electric | Lighting Interior | School K-12_RETRO_HIGHBAY_Fixture_from_HID_to_LEDPanel | RETRO_HIGHBAY_Fixture_from_HID_to_LEDPanel
Electric | Lighting Interior | School K-12_RETRO_HIGHBAY_Fixture_from_HID_to_LEDPanel_CONTR | RETRO_HIGHBAY_Fixture_from_HID_to_LEDPanel_CONTR
Electric | Lighting Interior | School K-12_NEW_CAN_Fixture_from_CFL_to_LEDPanel | NEW_CAN_Fixture_from_CFL_to_LEDPanel
Electric | Lighting Interior | School K-12_NR_CAN_Lamp_from_CFL_to_LEDScrew | NR_CAN_Lamp_from_CFL_to_LEDScrew
Electric | Lighting Interior | School K-12_NR_CAN_Lamp_from_Inc/Hal_to_LEDScrew | NR_CAN_Lamp_from_Inc/Hal_to_LEDScrew
Electric | Lighting Interior | School K-12_RETRO_CAN_Lamp_from_CFL_to_LEDScrew | RETRO_CAN_Lamp_from_CFL_to_LEDScrew
Electric | Lighting Interior | School K-12_RETRO_CAN_Lamp_from_Inc/Hal_to_LEDScrew | RETRO_CAN_Lamp_from_Inc/Hal_to_LEDScrew
Electric | Lighting Interior | School K-12_NEW_DISP_Fixture_from_CFL_to_LEDPanel | NEW_DISP_Fixture_from_CFL_to_LEDPanel
Electric | Lighting Interior | School K-12_NR_DISP_Lamp_from_CFL_to_LEDScrew | NR_DISP_Lamp_from_CFL_to_LEDScrew
Electric | Lighting Interior | School K-12_NR_DISP_Lamp_from_Inc/Hal_to_LEDScrew | NR_DISP_Lamp_from_Inc/Hal_to_LEDScrew
Electric | Lighting Interior | School K-12_RETRO_DISP_Lamp_from_CFL_to_LEDScrew | RETRO_DISP_Lamp_from_CFL_to_LEDScrew
Electric | Lighting Interior | School K-12_RETRO_DISP_Lamp_from_Inc/Hal_to_LEDScrew | RETRO_DISP_Lamp_from_Inc/Hal_to_LEDScrew
Electric | Lighting Interior | School K-12_NEW_OTHER_Fixture_from_CFL_to_LEDPanel | NEW_OTHER_Fixture_from_CFL_to_LEDPanel
Electric | Lighting Interior | School K-12_NR_OTHER_Lamp_from_CFL_to_LEDScrew | NR_OTHER_Lamp_from_CFL_to_LEDScrew
Electric | Lighting Interior | School K-12_NR_OTHER_Lamp_from_Inc/Hal_to_LEDScrew | NR_OTHER_Lamp_from_Inc/Hal_to_LEDScrew
Electric | Lighting Interior | School K-12_RETRO_OTHER_Lamp_from_CFL_to_LEDScrew | RETRO_OTHER_Lamp_from_CFL_to_LEDScrew
Electric | Lighting Interior | School K-12_RETRO_OTHER_Lamp_from_Inc/Hal_to_LEDScrew | RETRO_OTHER_Lamp_from_Inc/Hal_to_LEDScrew
Electric | Lighting Interior | University_NEW_LINEAR_Fixture_from_LFTube_to_LEDPanel_CONTR | NEW_LINEAR_Fixture_from_LFTube_to_LEDPanel_CONTR
Electric | Lighting Interior | University_NR_LINEAR_Fixture_from_LFTube_to_LEDPanel | NR_LINEAR_Fixture_from_LFTube_to_LEDPanel
Electric | Lighting Interior | University_NR_LINEAR_Fixture_from_LFTube_to_LEDPanel_RDX | NR_LINEAR_Fixture_from_LFTube_to_LEDPanel_RDX
Electric | Lighting Interior | University_NR_LINEAR_Fixture_from_LFTube_to_LEDPanel_CONTR | NR_LINEAR_Fixture_from_LFTube_to_LEDPanel_CONTR
Electric | Lighting Interior | University_NR_LINEAR_Lamp_from_LFTube_to_LEDTube_RDX | NR_LINEAR_Lamp_from_LFTube_to_LEDTube_RDX
Electric | Lighting Interior | University_NR_LINEAR_Fixture_from_LEDTube_to_LEDPanel_CONTR | NR_LINEAR_Fixture_from_LEDTube_to_LEDPanel_CONTR
Electric | Lighting Interior | University_RETRO_LINEAR_Fixture_from_LFTube_to_LEDPanel | RETRO_LINEAR_Fixture_from_LFTube_to_LEDPanel
Electric | Lighting Interior | University_RETRO_LINEAR_Fixture_from_LFTube_to_LEDPanel_RDX | RETRO_LINEAR_Fixture_from_LFTube_to_LEDPanel_RDX
Electric | Lighting Interior | University_RETRO_LINEAR_Fixture_from_LFTube_to_LEDPanel_CONTR | RETRO_LINEAR_Fixture_from_LFTube_to_LEDPanel_CONTR
Electric | Lighting Interior | University_RETRO_LINEAR_Lamp_from_LFTube_to_LEDTube_RDX | RETRO_LINEAR_Lamp_from_LFTube_to_LEDTube_RDX
Electric | Lighting Interior | University_RETRO_LINEAR_Fixture_from_LEDTube_to_LEDPanel_CONTR | RETRO_LINEAR_Fixture_from_LEDTube_to_LEDPanel_CONTR
Electric | Lighting Interior | University_NEW_HIGHBAY_Fixture_from_LFTube_to_LEDPanel_CONTR | NEW_HIGHBAY_Fixture_from_LFTube_to_LEDPanel_CONTR
Electric | Lighting Interior | University_NR_HIGHBAY_Fixture_from_LFTube_to_LEDPanel | NR_HIGHBAY_Fixture_from_LFTube_to_LEDPanel
Electric | Lighting Interior | University_NR_HIGHBAY_Fixture_from_LFTube_to_LEDPanel_CONTR | NR_HIGHBAY_Fixture_from_LFTube_to_LEDPanel_CONTR
Electric | Lighting Interior | University_NR_HIGHBAY_Fixture_from_HID_to_LEDPanel | NR_HIGHBAY_Fixture_from_HID_to_LEDPanel
Electric | Lighting Interior | University_NR_HIGHBAY_Fixture_from_HID_to_LEDPanel_CONTR | NR_HIGHBAY_Fixture_from_HID_to_LEDPanel_CONTR
Electric | Lighting Interior | University_RETRO_HIGHBAY_Fixture_from_LFTube_to_LEDPanel | RETRO_HIGHBAY_Fixture_from_LFTube_to_LEDPanel
Electric | Lighting Interior | University_RETRO_HIGHBAY_Fixture_from_LFTube_to_LEDPanel_CONTR | RETRO_HIGHBAY_Fixture_from_LFTube_to_LEDPanel_CONTR
Electric | Lighting Interior | University_RETRO_HIGHBAY_Fixture_from_HID_to_LEDPanel | RETRO_HIGHBAY_Fixture_from_HID_to_LEDPanel
Electric | Lighting Interior | University_RETRO_HIGHBAY_Fixture_from_HID_to_LEDPanel_CONTR | RETRO_HIGHBAY_Fixture_from_HID_to_LEDPanel_CONTR
Electric | Lighting Interior | University_NEW_CAN_Fixture_from_CFL_to_LEDPanel | NEW_CAN_Fixture_from_CFL_to_LEDPanel
Electric | Lighting Interior | University_NR_CAN_Lamp_from_CFL_to_LEDScrew | NR_CAN_Lamp_from_CFL_to_LEDScrew
Electric | Lighting Interior | University_NR_CAN_Lamp_from_Inc/Hal_to_LEDScrew | NR_CAN_Lamp_from_Inc/Hal_to_LEDScrew
Electric | Lighting Interior | University_RETRO_CAN_Lamp_from_CFL_to_LEDScrew | RETRO_CAN_Lamp_from_CFL_to_LEDScrew
Electric | Lighting Interior | University_RETRO_CAN_Lamp_from_Inc/Hal_to_LEDScrew | RETRO_CAN_Lamp_from_Inc/Hal_to_LEDScrew
Electric | Lighting Interior | University_NEW_DISP_Fixture_from_CFL_to_LEDPanel | NEW_DISP_Fixture_from_CFL_to_LEDPanel
Electric | Lighting Interior | University_NR_DISP_Lamp_from_CFL_to_LEDScrew | NR_DISP_Lamp_from_CFL_to_LEDScrew
Electric | Lighting Interior | University_NR_DISP_Lamp_from_Inc/Hal_to_LEDScrew | NR_DISP_Lamp_from_Inc/Hal_to_LEDScrew
Electric | Lighting Interior | University_RETRO_DISP_Lamp_from_CFL_to_LEDScrew | RETRO_DISP_Lamp_from_CFL_to_LEDScrew
Electric | Lighting Interior | University_RETRO_DISP_Lamp_from_Inc/Hal_to_LEDScrew | RETRO_DISP_Lamp_from_Inc/Hal_to_LEDScrew
Electric | Lighting Interior | University_NEW_OTHER_Fixture_from_CFL_to_LEDPanel | NEW_OTHER_Fixture_from_CFL_to_LEDPanel
Electric | Lighting Interior | University_NR_OTHER_Lamp_from_CFL_to_LEDScrew | NR_OTHER_Lamp_from_CFL_to_LEDScrew
Electric | Lighting Interior | University_NR_OTHER_Lamp_from_Inc/Hal_to_LEDScrew | NR_OTHER_Lamp_from_Inc/Hal_to_LEDScrew
Electric | Lighting Interior | University_RETRO_OTHER_Lamp_from_CFL_to_LEDScrew | RETRO_OTHER_Lamp_from_CFL_to_LEDScrew
Electric | Lighting Interior | University_RETRO_OTHER_Lamp_from_Inc/Hal_to_LEDScrew | RETRO_OTHER_Lamp_from_Inc/Hal_to_LEDScrew
Electric | Lighting Interior | Warehouse_NEW_LINEAR_Fixture_from_LFTube_to_LEDPanel_CONTR | NEW_LINEAR_Fixture_from_LFTube_to_LEDPanel_CONTR
Electric | Lighting Interior | Warehouse_NR_LINEAR_Fixture_from_LFTube_to_LEDPanel | NR_LINEAR_Fixture_from_LFTube_to_LEDPanel
Electric | Lighting Interior | Warehouse_NR_LINEAR_Fixture_from_LFTube_to_LEDPanel_RDX | NR_LINEAR_Fixture_from_LFTube_to_LEDPanel_RDX
Electric | Lighting Interior | Warehouse_NR_LINEAR_Fixture_from_LFTube_to_LEDPanel_CONTR | NR_LINEAR_Fixture_from_LFTube_to_LEDPanel_CONTR
Electric | Lighting Interior | Warehouse_NR_LINEAR_Lamp_from_LFTube_to_LEDTube_RDX | NR_LINEAR_Lamp_from_LFTube_to_LEDTube_RDX
Electric | Lighting Interior | Warehouse_NR_LINEAR_Fixture_from_LEDTube_to_LEDPanel_CONTR | NR_LINEAR_Fixture_from_LEDTube_to_LEDPanel_CONTR
Electric | Lighting Interior | Warehouse_RETRO_LINEAR_Fixture_from_LFTube_to_LEDPanel | RETRO_LINEAR_Fixture_from_LFTube_to_LEDPanel
Electric | Lighting Interior | Warehouse_RETRO_LINEAR_Fixture_from_LFTube_to_LEDPanel_RDX | RETRO_LINEAR_Fixture_from_LFTube_to_LEDPanel_RDX
Electric | Lighting Interior | Warehouse_RETRO_LINEAR_Fixture_from_LFTube_to_LEDPanel_CONTR | RETRO_LINEAR_Fixture_from_LFTube_to_LEDPanel_CONTR
Electric | Lighting Interior | Warehouse_RETRO_LINEAR_Lamp_from_LFTube_to_LEDTube_RDX | RETRO_LINEAR_Lamp_from_LFTube_to_LEDTube_RDX
Electric | Lighting Interior | Warehouse_RETRO_LINEAR_Fixture_from_LEDTube_to_LEDPanel_CONTR | RETRO_LINEAR_Fixture_from_LEDTube_to_LEDPanel_CONTR
Electric | Lighting Interior | Warehouse_NEW_HIGHBAY_Fixture_from_LFTube_to_LEDPanel_CONTR | NEW_HIGHBAY_Fixture_from_LFTube_to_LEDPanel_CONTR
Electric | Lighting Interior | Warehouse_NR_HIGHBAY_Fixture_from_LFTube_to_LEDPanel | NR_HIGHBAY_Fixture_from_LFTube_to_LEDPanel
Electric | Lighting Interior | Warehouse_NR_HIGHBAY_Fixture_from_LFTube_to_LEDPanel_CONTR | NR_HIGHBAY_Fixture_from_LFTube_to_LEDPanel_CONTR
Electric | Lighting Interior | Warehouse_NR_HIGHBAY_Fixture_from_HID_to_LEDPanel | NR_HIGHBAY_Fixture_from_HID_to_LEDPanel
Electric | Lighting Interior | Warehouse_NR_HIGHBAY_Fixture_from_HID_to_LEDPanel_CONTR | NR_HIGHBAY_Fixture_from_HID_to_LEDPanel_CONTR
Electric | Lighting Interior | Warehouse_RETRO_HIGHBAY_Fixture_from_LFTube_to_LEDPanel | RETRO_HIGHBAY_Fixture_from_LFTube_to_LEDPanel
Electric | Lighting Interior | Warehouse_RETRO_HIGHBAY_Fixture_from_LFTube_to_LEDPanel_CONTR | RETRO_HIGHBAY_Fixture_from_LFTube_to_LEDPanel_CONTR
Electric | Lighting Interior | Warehouse_RETRO_HIGHBAY_Fixture_from_HID_to_LEDPanel | RETRO_HIGHBAY_Fixture_from_HID_to_LEDPanel
Electric | Lighting Interior | Warehouse_RETRO_HIGHBAY_Fixture_from_HID_to_LEDPanel_CONTR | RETRO_HIGHBAY_Fixture_from_HID_to_LEDPanel_CONTR
Electric | Lighting Interior | Warehouse_NEW_CAN_Fixture_from_CFL_to_LEDPanel | NEW_CAN_Fixture_from_CFL_to_LEDPanel
Electric | Lighting Interior | Warehouse_NR_CAN_Lamp_from_CFL_to_LEDScrew | NR_CAN_Lamp_from_CFL_to_LEDScrew
Electric | Lighting Interior | Warehouse_NR_CAN_Lamp_from_Inc/Hal_to_LEDScrew | NR_CAN_Lamp_from_Inc/Hal_to_LEDScrew
Electric | Lighting Interior | Warehouse_RETRO_CAN_Lamp_from_CFL_to_LEDScrew | RETRO_CAN_Lamp_from_CFL_to_LEDScrew
Electric | Lighting Interior | Warehouse_RETRO_CAN_Lamp_from_Inc/Hal_to_LEDScrew | RETRO_CAN_Lamp_from_Inc/Hal_to_LEDScrew
Electric | Lighting Interior | Warehouse_NEW_DISP_Fixture_from_CFL_to_LEDPanel | NEW_DISP_Fixture_from_CFL_to_LEDPanel
Electric | Lighting Interior | Warehouse_NR_DISP_Lamp_from_CFL_to_LEDScrew | NR_DISP_Lamp_from_CFL_to_LEDScrew
Electric | Lighting Interior | Warehouse_NR_DISP_Lamp_from_Inc/Hal_to_LEDScrew | NR_DISP_Lamp_from_Inc/Hal_to_LEDScrew
Electric | Lighting Interior | Warehouse_RETRO_DISP_Lamp_from_CFL_to_LEDScrew | RETRO_DISP_Lamp_from_CFL_to_LEDScrew
Electric | Lighting Interior | Warehouse_RETRO_DISP_Lamp_from_Inc/Hal_to_LEDScrew | RETRO_DISP_Lamp_from_Inc/Hal_to_LEDScrew
Electric | Lighting Interior | Warehouse_NEW_OTHER_Fixture_from_CFL_to_LEDPanel | NEW_OTHER_Fixture_from_CFL_to_LEDPanel
Electric | Lighting Interior | Warehouse_NR_OTHER_Lamp_from_CFL_to_LEDScrew | NR_OTHER_Lamp_from_CFL_to_LEDScrew
Electric | Lighting Interior | Warehouse_NR_OTHER_Lamp_from_Inc/Hal_to_LEDScrew | NR_OTHER_Lamp_from_Inc/Hal_to_LEDScrew
Electric | Lighting Interior | Warehouse_RETRO_OTHER_Lamp_from_CFL_to_LEDScrew | RETRO_OTHER_Lamp_from_CFL_to_LEDScrew
Electric | Lighting Interior | Warehouse_RETRO_OTHER_Lamp_from_Inc/Hal_to_LEDScrew | RETRO_OTHER_Lamp_from_Inc/Hal_to_LEDScrew
Electric | Lighting Interior | Supermarket_NEW_LINEAR_Fixture_from_LFTube_to_LEDPanel_CONTR | NEW_LINEAR_Fixture_from_LFTube_to_LEDPanel_CONTR
Electric | Lighting Interior | Supermarket_NR_LINEAR_Fixture_from_LFTube_to_LEDPanel | NR_LINEAR_Fixture_from_LFTube_to_LEDPanel
Electric | Lighting Interior | Supermarket_NR_LINEAR_Fixture_from_LFTube_to_LEDPanel_RDX | NR_LINEAR_Fixture_from_LFTube_to_LEDPanel_RDX
Electric | Lighting Interior | Supermarket_NR_LINEAR_Fixture_from_LFTube_to_LEDPanel_CONTR | NR_LINEAR_Fixture_from_LFTube_to_LEDPanel_CONTR
Electric | Lighting Interior | Supermarket_NR_LINEAR_Lamp_from_LFTube_to_LEDTube_RDX | NR_LINEAR_Lamp_from_LFTube_to_LEDTube_RDX
Electric | Lighting Interior | Supermarket_NR_LINEAR_Fixture_from_LEDTube_to_LEDPanel_CONTR | NR_LINEAR_Fixture_from_LEDTube_to_LEDPanel_CONTR
Electric | Lighting Interior | Supermarket_RETRO_LINEAR_Fixture_from_LFTube_to_LEDPanel | RETRO_LINEAR_Fixture_from_LFTube_to_LEDPanel
Electric | Lighting Interior | Supermarket_RETRO_LINEAR_Fixture_from_LFTube_to_LEDPanel_RDX | RETRO_LINEAR_Fixture_from_LFTube_to_LEDPanel_RDX
Electric | Lighting Interior | Supermarket_RETRO_LINEAR_Fixture_from_LFTube_to_LEDPanel_CONTR | RETRO_LINEAR_Fixture_from_LFTube_to_LEDPanel_CONTR
Electric | Lighting Interior | Supermarket_RETRO_LINEAR_Lamp_from_LFTube_to_LEDTube_RDX | RETRO_LINEAR_Lamp_from_LFTube_to_LEDTube_RDX
Electric | Lighting Interior | Supermarket_RETRO_LINEAR_Fixture_from_LEDTube_to_LEDPanel_CONTR | RETRO_LINEAR_Fixture_from_LEDTube_to_LEDPanel_CONTR
Electric | Lighting Interior | Supermarket_NEW_HIGHBAY_Fixture_from_LFTube_to_LEDPanel_CONTR | NEW_HIGHBAY_Fixture_from_LFTube_to_LEDPanel_CONTR
Electric | Lighting Interior | Supermarket_NR_HIGHBAY_Fixture_from_LFTube_to_LEDPanel | NR_HIGHBAY_Fixture_from_LFTube_to_LEDPanel
Electric | Lighting Interior | Supermarket_NR_HIGHBAY_Fixture_from_LFTube_to_LEDPanel_CONTR | NR_HIGHBAY_Fixture_from_LFTube_to_LEDPanel_CONTR
Electric | Lighting Interior | Supermarket_NR_HIGHBAY_Fixture_from_HID_to_LEDPanel | NR_HIGHBAY_Fixture_from_HID_to_LEDPanel
Electric | Lighting Interior | Supermarket_NR_HIGHBAY_Fixture_from_HID_to_LEDPanel_CONTR | NR_HIGHBAY_Fixture_from_HID_to_LEDPanel_CONTR
Electric | Lighting Interior | Supermarket_RETRO_HIGHBAY_Fixture_from_LFTube_to_LEDPanel | RETRO_HIGHBAY_Fixture_from_LFTube_to_LEDPanel
Electric | Lighting Interior | Supermarket_RETRO_HIGHBAY_Fixture_from_LFTube_to_LEDPanel_CONTR | RETRO_HIGHBAY_Fixture_from_LFTube_to_LEDPanel_CONTR
Electric | Lighting Interior | Supermarket_RETRO_HIGHBAY_Fixture_from_HID_to_LEDPanel | RETRO_HIGHBAY_Fixture_from_HID_to_LEDPanel
Electric | Lighting Interior | Supermarket_RETRO_HIGHBAY_Fixture_from_HID_to_LEDPanel_CONTR | RETRO_HIGHBAY_Fixture_from_HID_to_LEDPanel_CONTR
Electric | Lighting Interior | Supermarket_NEW_CAN_Fixture_from_CFL_to_LEDPanel | NEW_CAN_Fixture_from_CFL_to_LEDPanel
Electric | Lighting Interior | Supermarket_NR_CAN_Lamp_from_CFL_to_LEDScrew | NR_CAN_Lamp_from_CFL_to_LEDScrew
Electric | Lighting Interior | Supermarket_NR_CAN_Lamp_from_Inc/Hal_to_LEDScrew | NR_CAN_Lamp_from_Inc/Hal_to_LEDScrew
Electric | Lighting Interior | Supermarket_RETRO_CAN_Lamp_from_CFL_to_LEDScrew | RETRO_CAN_Lamp_from_CFL_to_LEDScrew
Electric | Lighting Interior | Supermarket_RETRO_CAN_Lamp_from_Inc/Hal_to_LEDScrew | RETRO_CAN_Lamp_from_Inc/Hal_to_LEDScrew
Electric | Lighting Interior | Supermarket_NEW_DISP_Fixture_from_CFL_to_LEDPanel | NEW_DISP_Fixture_from_CFL_to_LEDPanel
Electric | Lighting Interior | Supermarket_NR_DISP_Lamp_from_CFL_to_LEDScrew | NR_DISP_Lamp_from_CFL_to_LEDScrew
Electric | Lighting Interior | Supermarket_NR_DISP_Lamp_from_Inc/Hal_to_LEDScrew | NR_DISP_Lamp_from_Inc/Hal_to_LEDScrew
Electric | Lighting Interior | Supermarket_RETRO_DISP_Lamp_from_CFL_to_LEDScrew | RETRO_DISP_Lamp_from_CFL_to_LEDScrew
Electric | Lighting Interior | Supermarket_RETRO_DISP_Lamp_from_Inc/Hal_to_LEDScrew | RETRO_DISP_Lamp_from_Inc/Hal_to_LEDScrew
Electric | Lighting Interior | Supermarket_NEW_OTHER_Fixture_from_CFL_to_LEDPanel | NEW_OTHER_Fixture_from_CFL_to_LEDPanel
Electric | Lighting Interior | Supermarket_NR_OTHER_Lamp_from_CFL_to_LEDScrew | NR_OTHER_Lamp_from_CFL_to_LEDScrew
Electric | Lighting Interior | Supermarket_NR_OTHER_Lamp_from_Inc/Hal_to_LEDScrew | NR_OTHER_Lamp_from_Inc/Hal_to_LEDScrew
Electric | Lighting Interior | Supermarket_RETRO_OTHER_Lamp_from_CFL_to_LEDScrew | RETRO_OTHER_Lamp_from_CFL_to_LEDScrew
Electric | Lighting Interior | Supermarket_RETRO_OTHER_Lamp_from_Inc/Hal_to_LEDScrew | RETRO_OTHER_Lamp_from_Inc/Hal_to_LEDScrew
Electric | Lighting Interior | MiniMart_NEW_LINEAR_Fixture_from_LFTube_to_LEDPanel_CONTR | NEW_LINEAR_Fixture_from_LFTube_to_LEDPanel_CONTR
Electric | Lighting Interior | MiniMart_NR_LINEAR_Fixture_from_LFTube_to_LEDPanel | NR_LINEAR_Fixture_from_LFTube_to_LEDPanel
Electric | Lighting Interior | MiniMart_NR_LINEAR_Fixture_from_LFTube_to_LEDPanel_RDX | NR_LINEAR_Fixture_from_LFTube_to_LEDPanel_RDX
Electric | Lighting Interior | MiniMart_NR_LINEAR_Fixture_from_LFTube_to_LEDPanel_CONTR | NR_LINEAR_Fixture_from_LFTube_to_LEDPanel_CONTR
Electric | Lighting Interior | MiniMart_NR_LINEAR_Lamp_from_LFTube_to_LEDTube_RDX | NR_LINEAR_Lamp_from_LFTube_to_LEDTube_RDX
Electric | Lighting Interior | MiniMart_NR_LINEAR_Fixture_from_LEDTube_to_LEDPanel_CONTR | NR_LINEAR_Fixture_from_LEDTube_to_LEDPanel_CONTR
Electric | Lighting Interior | MiniMart_RETRO_LINEAR_Fixture_from_LFTube_to_LEDPanel | RETRO_LINEAR_Fixture_from_LFTube_to_LEDPanel
Electric | Lighting Interior | MiniMart_RETRO_LINEAR_Fixture_from_LFTube_to_LEDPanel_RDX | RETRO_LINEAR_Fixture_from_LFTube_to_LEDPanel_RDX
Electric | Lighting Interior | MiniMart_RETRO_LINEAR_Fixture_from_LFTube_to_LEDPanel_CONTR | RETRO_LINEAR_Fixture_from_LFTube_to_LEDPanel_CONTR
Electric | Lighting Interior | MiniMart_RETRO_LINEAR_Lamp_from_LFTube_to_LEDTube_RDX | RETRO_LINEAR_Lamp_from_LFTube_to_LEDTube_RDX
Electric | Lighting Interior | MiniMart_RETRO_LINEAR_Fixture_from_LEDTube_to_LEDPanel_CONTR | RETRO_LINEAR_Fixture_from_LEDTube_to_LEDPanel_CONTR
Electric | Lighting Interior | MiniMart_NEW_HIGHBAY_Fixture_from_LFTube_to_LEDPanel_CONTR | NEW_HIGHBAY_Fixture_from_LFTube_to_LEDPanel_CONTR
Electric | Lighting Interior | MiniMart_NR_HIGHBAY_Fixture_from_LFTube_to_LEDPanel | NR_HIGHBAY_Fixture_from_LFTube_to_LEDPanel
Electric | Lighting Interior | MiniMart_NR_HIGHBAY_Fixture_from_LFTube_to_LEDPanel_CONTR | NR_HIGHBAY_Fixture_from_LFTube_to_LEDPanel_CONTR
Electric | Lighting Interior | MiniMart_NR_HIGHBAY_Fixture_from_HID_to_LEDPanel | NR_HIGHBAY_Fixture_from_HID_to_LEDPanel
Electric | Lighting Interior | MiniMart_NR_HIGHBAY_Fixture_from_HID_to_LEDPanel_CONTR | NR_HIGHBAY_Fixture_from_HID_to_LEDPanel_CONTR
Electric | Lighting Interior | MiniMart_RETRO_HIGHBAY_Fixture_from_LFTube_to_LEDPanel | RETRO_HIGHBAY_Fixture_from_LFTube_to_LEDPanel
Electric | Lighting Interior | MiniMart_RETRO_HIGHBAY_Fixture_from_LFTube_to_LEDPanel_CONTR | RETRO_HIGHBAY_Fixture_from_LFTube_to_LEDPanel_CONTR
Electric | Lighting Interior | MiniMart_RETRO_HIGHBAY_Fixture_from_HID_to_LEDPanel | RETRO_HIGHBAY_Fixture_from_HID_to_LEDPanel
Electric | Lighting Interior | MiniMart_RETRO_HIGHBAY_Fixture_from_HID_to_LEDPanel_CONTR | RETRO_HIGHBAY_Fixture_from_HID_to_LEDPanel_CONTR
Electric | Lighting Interior | MiniMart_NEW_CAN_Fixture_from_CFL_to_LEDPanel | NEW_CAN_Fixture_from_CFL_to_LEDPanel
Electric | Lighting Interior | MiniMart_NR_CAN_Lamp_from_CFL_to_LEDScrew | NR_CAN_Lamp_from_CFL_to_LEDScrew
Electric | Lighting Interior | MiniMart_NR_CAN_Lamp_from_Inc/Hal_to_LEDScrew | NR_CAN_Lamp_from_Inc/Hal_to_LEDScrew
Electric | Lighting Interior | MiniMart_RETRO_CAN_Lamp_from_CFL_to_LEDScrew | RETRO_CAN_Lamp_from_CFL_to_LEDScrew
Electric | Lighting Interior | MiniMart_RETRO_CAN_Lamp_from_Inc/Hal_to_LEDScrew | RETRO_CAN_Lamp_from_Inc/Hal_to_LEDScrew
Electric | Lighting Interior | MiniMart_NEW_DISP_Fixture_from_CFL_to_LEDPanel | NEW_DISP_Fixture_from_CFL_to_LEDPanel
Electric | Lighting Interior | MiniMart_NR_DISP_Lamp_from_CFL_to_LEDScrew | NR_DISP_Lamp_from_CFL_to_LEDScrew
Electric | Lighting Interior | MiniMart_NR_DISP_Lamp_from_Inc/Hal_to_LEDScrew | NR_DISP_Lamp_from_Inc/Hal_to_LEDScrew
Electric | Lighting Interior | MiniMart_RETRO_DISP_Lamp_from_CFL_to_LEDScrew | RETRO_DISP_Lamp_from_CFL_to_LEDScrew
Electric | Lighting Interior | MiniMart_RETRO_DISP_Lamp_from_Inc/Hal_to_LEDScrew | RETRO_DISP_Lamp_from_Inc/Hal_to_LEDScrew
Electric | Lighting Interior | MiniMart_NEW_OTHER_Fixture_from_CFL_to_LEDPanel | NEW_OTHER_Fixture_from_CFL_to_LEDPanel
Electric | Lighting Interior | MiniMart_NR_OTHER_Lamp_from_CFL_to_LEDScrew | NR_OTHER_Lamp_from_CFL_to_LEDScrew
Electric | Lighting Interior | MiniMart_NR_OTHER_Lamp_from_Inc/Hal_to_LEDScrew | NR_OTHER_Lamp_from_Inc/Hal_to_LEDScrew
Electric | Lighting Interior | MiniMart_RETRO_OTHER_Lamp_from_CFL_to_LEDScrew | RETRO_OTHER_Lamp_from_CFL_to_LEDScrew
Electric | Lighting Interior | MiniMart_RETRO_OTHER_Lamp_from_Inc/Hal_to_LEDScrew | RETRO_OTHER_Lamp_from_Inc/Hal_to_LEDScrew
Electric | Lighting Interior | Restaurant_NEW_LINEAR_Fixture_from_LFTube_to_LEDPanel_CONTR | NEW_LINEAR_Fixture_from_LFTube_to_LEDPanel_CONTR
Electric | Lighting Interior | Restaurant_NR_LINEAR_Fixture_from_LFTube_to_LEDPanel | NR_LINEAR_Fixture_from_LFTube_to_LEDPanel
Electric | Lighting Interior | Restaurant_NR_LINEAR_Fixture_from_LFTube_to_LEDPanel_RDX | NR_LINEAR_Fixture_from_LFTube_to_LEDPanel_RDX
Electric | Lighting Interior | Restaurant_NR_LINEAR_Fixture_from_LFTube_to_LEDPanel_CONTR | NR_LINEAR_Fixture_from_LFTube_to_LEDPanel_CONTR
Electric | Lighting Interior | Restaurant_NR_LINEAR_Lamp_from_LFTube_to_LEDTube_RDX | NR_LINEAR_Lamp_from_LFTube_to_LEDTube_RDX
Electric | Lighting Interior | Restaurant_NR_LINEAR_Fixture_from_LEDTube_to_LEDPanel_CONTR | NR_LINEAR_Fixture_from_LEDTube_to_LEDPanel_CONTR
Electric | Lighting Interior | Restaurant_RETRO_LINEAR_Fixture_from_LFTube_to_LEDPanel | RETRO_LINEAR_Fixture_from_LFTube_to_LEDPanel
Electric | Lighting Interior | Restaurant_RETRO_LINEAR_Fixture_from_LFTube_to_LEDPanel_RDX | RETRO_LINEAR_Fixture_from_LFTube_to_LEDPanel_RDX
Electric | Lighting Interior | Restaurant_RETRO_LINEAR_Fixture_from_LFTube_to_LEDPanel_CONTR | RETRO_LINEAR_Fixture_from_LFTube_to_LEDPanel_CONTR
Electric | Lighting Interior | Restaurant_RETRO_LINEAR_Lamp_from_LFTube_to_LEDTube_RDX | RETRO_LINEAR_Lamp_from_LFTube_to_LEDTube_RDX
Electric | Lighting Interior | Restaurant_RETRO_LINEAR_Fixture_from_LEDTube_to_LEDPanel_CONTR | RETRO_LINEAR_Fixture_from_LEDTube_to_LEDPanel_CONTR
Electric | Lighting Interior | Restaurant_NEW_HIGHBAY_Fixture_from_LFTube_to_LEDPanel_CONTR | NEW_HIGHBAY_Fixture_from_LFTube_to_LEDPanel_CONTR
Electric | Lighting Interior | Restaurant_NR_HIGHBAY_Fixture_from_LFTube_to_LEDPanel | NR_HIGHBAY_Fixture_from_LFTube_to_LEDPanel
Electric | Lighting Interior | Restaurant_NR_HIGHBAY_Fixture_from_LFTube_to_LEDPanel_CONTR | NR_HIGHBAY_Fixture_from_LFTube_to_LEDPanel_CONTR
Electric | Lighting Interior | Restaurant_NR_HIGHBAY_Fixture_from_HID_to_LEDPanel | NR_HIGHBAY_Fixture_from_HID_to_LEDPanel
Electric | Lighting Interior | Restaurant_NR_HIGHBAY_Fixture_from_HID_to_LEDPanel_CONTR | NR_HIGHBAY_Fixture_from_HID_to_LEDPanel_CONTR
Electric | Lighting Interior | Restaurant_RETRO_HIGHBAY_Fixture_from_LFTube_to_LEDPanel | RETRO_HIGHBAY_Fixture_from_LFTube_to_LEDPanel
Electric | Lighting Interior | Restaurant_RETRO_HIGHBAY_Fixture_from_LFTube_to_LEDPanel_CONTR | RETRO_HIGHBAY_Fixture_from_LFTube_to_LEDPanel_CONTR
Electric | Lighting Interior | Restaurant_RETRO_HIGHBAY_Fixture_from_HID_to_LEDPanel | RETRO_HIGHBAY_Fixture_from_HID_to_LEDPanel
Electric | Lighting Interior | Restaurant_RETRO_HIGHBAY_Fixture_from_HID_to_LEDPanel_CONTR | RETRO_HIGHBAY_Fixture_from_HID_to_LEDPanel_CONTR
Electric | Lighting Interior | Restaurant_NEW_CAN_Fixture_from_CFL_to_LEDPanel | NEW_CAN_Fixture_from_CFL_to_LEDPanel
Electric | Lighting Interior | Restaurant_NR_CAN_Lamp_from_CFL_to_LEDScrew | NR_CAN_Lamp_from_CFL_to_LEDScrew
Electric | Lighting Interior | Restaurant_NR_CAN_Lamp_from_Inc/Hal_to_LEDScrew | NR_CAN_Lamp_from_Inc/Hal_to_LEDScrew
Electric | Lighting Interior | Restaurant_RETRO_CAN_Lamp_from_CFL_to_LEDScrew | RETRO_CAN_Lamp_from_CFL_to_LEDScrew
Electric | Lighting Interior | Restaurant_RETRO_CAN_Lamp_from_Inc/Hal_to_LEDScrew | RETRO_CAN_Lamp_from_Inc/Hal_to_LEDScrew
Electric | Lighting Interior | Restaurant_NEW_DISP_Fixture_from_CFL_to_LEDPanel | NEW_DISP_Fixture_from_CFL_to_LEDPanel
Electric | Lighting Interior | Restaurant_NR_DISP_Lamp_from_CFL_to_LEDScrew | NR_DISP_Lamp_from_CFL_to_LEDScrew
Electric | Lighting Interior | Restaurant_NR_DISP_Lamp_from_Inc/Hal_to_LEDScrew | NR_DISP_Lamp_from_Inc/Hal_to_LEDScrew
Electric | Lighting Interior | Restaurant_RETRO_DISP_Lamp_from_CFL_to_LEDScrew | RETRO_DISP_Lamp_from_CFL_to_LEDScrew
Electric | Lighting Interior | Restaurant_RETRO_DISP_Lamp_from_Inc/Hal_to_LEDScrew | RETRO_DISP_Lamp_from_Inc/Hal_to_LEDScrew
Electric | Lighting Interior | Restaurant_NEW_OTHER_Fixture_from_CFL_to_LEDPanel | NEW_OTHER_Fixture_from_CFL_to_LEDPanel
Electric | Lighting Interior | Restaurant_NR_OTHER_Lamp_from_CFL_to_LEDScrew | NR_OTHER_Lamp_from_CFL_to_LEDScrew
Electric | Lighting Interior | Restaurant_NR_OTHER_Lamp_from_Inc/Hal_to_LEDScrew | NR_OTHER_Lamp_from_Inc/Hal_to_LEDScrew
Electric | Lighting Interior | Restaurant_RETRO_OTHER_Lamp_from_CFL_to_LEDScrew | RETRO_OTHER_Lamp_from_CFL_to_LEDScrew
Electric | Lighting Interior | Restaurant_RETRO_OTHER_Lamp_from_Inc/Hal_to_LEDScrew | RETRO_OTHER_Lamp_from_Inc/Hal_to_LEDScrew
Electric | Lighting Interior | Lodging_NEW_LINEAR_Fixture_from_LFTube_to_LEDPanel_CONTR | NEW_LINEAR_Fixture_from_LFTube_to_LEDPanel_CONTR
Electric | Lighting Interior | Lodging_NR_LINEAR_Fixture_from_LFTube_to_LEDPanel | NR_LINEAR_Fixture_from_LFTube_to_LEDPanel
Electric | Lighting Interior | Lodging_NR_LINEAR_Fixture_from_LFTube_to_LEDPanel_RDX | NR_LINEAR_Fixture_from_LFTube_to_LEDPanel_RDX
Electric | Lighting Interior | Lodging_NR_LINEAR_Fixture_from_LFTube_to_LEDPanel_CONTR | NR_LINEAR_Fixture_from_LFTube_to_LEDPanel_CONTR
Electric | Lighting Interior | Lodging_NR_LINEAR_Lamp_from_LFTube_to_LEDTube_RDX | NR_LINEAR_Lamp_from_LFTube_to_LEDTube_RDX
Electric | Lighting Interior | Lodging_NR_LINEAR_Fixture_from_LEDTube_to_LEDPanel_CONTR | NR_LINEAR_Fixture_from_LEDTube_to_LEDPanel_CONTR
Electric | Lighting Interior | Lodging_RETRO_LINEAR_Fixture_from_LFTube_to_LEDPanel | RETRO_LINEAR_Fixture_from_LFTube_to_LEDPanel
Electric | Lighting Interior | Lodging_RETRO_LINEAR_Fixture_from_LFTube_to_LEDPanel_RDX | RETRO_LINEAR_Fixture_from_LFTube_to_LEDPanel_RDX
Electric | Lighting Interior | Lodging_RETRO_LINEAR_Fixture_from_LFTube_to_LEDPanel_CONTR | RETRO_LINEAR_Fixture_from_LFTube_to_LEDPanel_CONTR
Electric | Lighting Interior | Lodging_RETRO_LINEAR_Lamp_from_LFTube_to_LEDTube_RDX | RETRO_LINEAR_Lamp_from_LFTube_to_LEDTube_RDX
Electric | Lighting Interior | Lodging_RETRO_LINEAR_Fixture_from_LEDTube_to_LEDPanel_CONTR | RETRO_LINEAR_Fixture_from_LEDTube_to_LEDPanel_CONTR
Electric | Lighting Interior | Lodging_NEW_HIGHBAY_Fixture_from_LFTube_to_LEDPanel_CONTR | NEW_HIGHBAY_Fixture_from_LFTube_to_LEDPanel_CONTR
Electric | Lighting Interior | Lodging_NR_HIGHBAY_Fixture_from_LFTube_to_LEDPanel | NR_HIGHBAY_Fixture_from_LFTube_to_LEDPanel
Electric | Lighting Interior | Lodging_NR_HIGHBAY_Fixture_from_LFTube_to_LEDPanel_CONTR | NR_HIGHBAY_Fixture_from_LFTube_to_LEDPanel_CONTR
Electric | Lighting Interior | Lodging_NR_HIGHBAY_Fixture_from_HID_to_LEDPanel | NR_HIGHBAY_Fixture_from_HID_to_LEDPanel
Electric | Lighting Interior | Lodging_NR_HIGHBAY_Fixture_from_HID_to_LEDPanel_CONTR | NR_HIGHBAY_Fixture_from_HID_to_LEDPanel_CONTR
Electric | Lighting Interior | Lodging_RETRO_HIGHBAY_Fixture_from_LFTube_to_LEDPanel | RETRO_HIGHBAY_Fixture_from_LFTube_to_LEDPanel
Electric | Lighting Interior | Lodging_RETRO_HIGHBAY_Fixture_from_LFTube_to_LEDPanel_CONTR | RETRO_HIGHBAY_Fixture_from_LFTube_to_LEDPanel_CONTR
Electric | Lighting Interior | Lodging_RETRO_HIGHBAY_Fixture_from_HID_to_LEDPanel | RETRO_HIGHBAY_Fixture_from_HID_to_LEDPanel
Electric | Lighting Interior | Lodging_RETRO_HIGHBAY_Fixture_from_HID_to_LEDPanel_CONTR | RETRO_HIGHBAY_Fixture_from_HID_to_LEDPanel_CONTR
Electric | Lighting Interior | Lodging_NEW_CAN_Fixture_from_CFL_to_LEDPanel | NEW_CAN_Fixture_from_CFL_to_LEDPanel
Electric | Lighting Interior | Lodging_NR_CAN_Lamp_from_CFL_to_LEDScrew | NR_CAN_Lamp_from_CFL_to_LEDScrew
Electric | Lighting Interior | Lodging_NR_CAN_Lamp_from_Inc/Hal_to_LEDScrew | NR_CAN_Lamp_from_Inc/Hal_to_LEDScrew
Electric | Lighting Interior | Lodging_RETRO_CAN_Lamp_from_CFL_to_LEDScrew | RETRO_CAN_Lamp_from_CFL_to_LEDScrew
Electric | Lighting Interior | Lodging_RETRO_CAN_Lamp_from_Inc/Hal_to_LEDScrew | RETRO_CAN_Lamp_from_Inc/Hal_to_LEDScrew
Electric | Lighting Interior | Lodging_NEW_DISP_Fixture_from_CFL_to_LEDPanel | NEW_DISP_Fixture_from_CFL_to_LEDPanel
Electric | Lighting Interior | Lodging_NR_DISP_Lamp_from_CFL_to_LEDScrew | NR_DISP_Lamp_from_CFL_to_LEDScrew
Electric | Lighting Interior | Lodging_NR_DISP_Lamp_from_Inc/Hal_to_LEDScrew | NR_DISP_Lamp_from_Inc/Hal_to_LEDScrew
Electric | Lighting Interior | Lodging_RETRO_DISP_Lamp_from_CFL_to_LEDScrew | RETRO_DISP_Lamp_from_CFL_to_LEDScrew
Electric | Lighting Interior | Lodging_RETRO_DISP_Lamp_from_Inc/Hal_to_LEDScrew | RETRO_DISP_Lamp_from_Inc/Hal_to_LEDScrew
Electric | Lighting Interior | Lodging_NEW_OTHER_Fixture_from_CFL_to_LEDPanel | NEW_OTHER_Fixture_from_CFL_to_LEDPanel
Electric | Lighting Interior | Lodging_NR_OTHER_Lamp_from_CFL_to_LEDScrew | NR_OTHER_Lamp_from_CFL_to_LEDScrew
Electric | Lighting Interior | Lodging_NR_OTHER_Lamp_from_Inc/Hal_to_LEDScrew | NR_OTHER_Lamp_from_Inc/Hal_to_LEDScrew
Electric | Lighting Interior | Lodging_RETRO_OTHER_Lamp_from_CFL_to_LEDScrew | RETRO_OTHER_Lamp_from_CFL_to_LEDScrew
Electric | Lighting Interior | Lodging_RETRO_OTHER_Lamp_from_Inc/Hal_to_LEDScrew | RETRO_OTHER_Lamp_from_Inc/Hal_to_LEDScrew
Electric | Lighting Interior | Hospital_NEW_LINEAR_Fixture_from_LFTube_to_LEDPanel_CONTR | NEW_LINEAR_Fixture_from_LFTube_to_LEDPanel_CONTR
Electric | Lighting Interior | Hospital_NR_LINEAR_Fixture_from_LFTube_to_LEDPanel | NR_LINEAR_Fixture_from_LFTube_to_LEDPanel
Electric | Lighting Interior | Hospital_NR_LINEAR_Fixture_from_LFTube_to_LEDPanel_RDX | NR_LINEAR_Fixture_from_LFTube_to_LEDPanel_RDX
Electric | Lighting Interior | Hospital_NR_LINEAR_Fixture_from_LFTube_to_LEDPanel_CONTR | NR_LINEAR_Fixture_from_LFTube_to_LEDPanel_CONTR
Electric | Lighting Interior | Hospital_NR_LINEAR_Lamp_from_LFTube_to_LEDTube_RDX | NR_LINEAR_Lamp_from_LFTube_to_LEDTube_RDX
Electric | Lighting Interior | Hospital_NR_LINEAR_Fixture_from_LEDTube_to_LEDPanel_CONTR | NR_LINEAR_Fixture_from_LEDTube_to_LEDPanel_CONTR
Electric | Lighting Interior | Hospital_RETRO_LINEAR_Fixture_from_LFTube_to_LEDPanel | RETRO_LINEAR_Fixture_from_LFTube_to_LEDPanel
Electric | Lighting Interior | Hospital_RETRO_LINEAR_Fixture_from_LFTube_to_LEDPanel_RDX | RETRO_LINEAR_Fixture_from_LFTube_to_LEDPanel_RDX
Electric | Lighting Interior | Hospital_RETRO_LINEAR_Fixture_from_LFTube_to_LEDPanel_CONTR | RETRO_LINEAR_Fixture_from_LFTube_to_LEDPanel_CONTR
Electric | Lighting Interior | Hospital_RETRO_LINEAR_Lamp_from_LFTube_to_LEDTube_RDX | RETRO_LINEAR_Lamp_from_LFTube_to_LEDTube_RDX
Electric | Lighting Interior | Hospital_RETRO_LINEAR_Fixture_from_LEDTube_to_LEDPanel_CONTR | RETRO_LINEAR_Fixture_from_LEDTube_to_LEDPanel_CONTR
Electric | Lighting Interior | Hospital_NEW_HIGHBAY_Fixture_from_LFTube_to_LEDPanel_CONTR | NEW_HIGHBAY_Fixture_from_LFTube_to_LEDPanel_CONTR
Electric | Lighting Interior | Hospital_NR_HIGHBAY_Fixture_from_LFTube_to_LEDPanel | NR_HIGHBAY_Fixture_from_LFTube_to_LEDPanel
Electric | Lighting Interior | Hospital_NR_HIGHBAY_Fixture_from_LFTube_to_LEDPanel_CONTR | NR_HIGHBAY_Fixture_from_LFTube_to_LEDPanel_CONTR
Electric | Lighting Interior | Hospital_NR_HIGHBAY_Fixture_from_HID_to_LEDPanel | NR_HIGHBAY_Fixture_from_HID_to_LEDPanel
Electric | Lighting Interior | Hospital_NR_HIGHBAY_Fixture_from_HID_to_LEDPanel_CONTR | NR_HIGHBAY_Fixture_from_HID_to_LEDPanel_CONTR
Electric | Lighting Interior | Hospital_RETRO_HIGHBAY_Fixture_from_LFTube_to_LEDPanel | RETRO_HIGHBAY_Fixture_from_LFTube_to_LEDPanel
Electric | Lighting Interior | Hospital_RETRO_HIGHBAY_Fixture_from_LFTube_to_LEDPanel_CONTR | RETRO_HIGHBAY_Fixture_from_LFTube_to_LEDPanel_CONTR
Electric | Lighting Interior | Hospital_RETRO_HIGHBAY_Fixture_from_HID_to_LEDPanel | RETRO_HIGHBAY_Fixture_from_HID_to_LEDPanel
Electric | Lighting Interior | Hospital_RETRO_HIGHBAY_Fixture_from_HID_to_LEDPanel_CONTR | RETRO_HIGHBAY_Fixture_from_HID_to_LEDPanel_CONTR
Electric | Lighting Interior | Hospital_NEW_CAN_Fixture_from_CFL_to_LEDPanel | NEW_CAN_Fixture_from_CFL_to_LEDPanel
Electric | Lighting Interior | Hospital_NR_CAN_Lamp_from_CFL_to_LEDScrew | NR_CAN_Lamp_from_CFL_to_LEDScrew
Electric | Lighting Interior | Hospital_NR_CAN_Lamp_from_Inc/Hal_to_LEDScrew | NR_CAN_Lamp_from_Inc/Hal_to_LEDScrew
Electric | Lighting Interior | Hospital_RETRO_CAN_Lamp_from_CFL_to_LEDScrew | RETRO_CAN_Lamp_from_CFL_to_LEDScrew
Electric | Lighting Interior | Hospital_RETRO_CAN_Lamp_from_Inc/Hal_to_LEDScrew | RETRO_CAN_Lamp_from_Inc/Hal_to_LEDScrew
Electric | Lighting Interior | Hospital_NEW_DISP_Fixture_from_CFL_to_LEDPanel | NEW_DISP_Fixture_from_CFL_to_LEDPanel
Electric | Lighting Interior | Hospital_NR_DISP_Lamp_from_CFL_to_LEDScrew | NR_DISP_Lamp_from_CFL_to_LEDScrew
Electric | Lighting Interior | Hospital_NR_DISP_Lamp_from_Inc/Hal_to_LEDScrew | NR_DISP_Lamp_from_Inc/Hal_to_LEDScrew
Electric | Lighting Interior | Hospital_RETRO_DISP_Lamp_from_CFL_to_LEDScrew | RETRO_DISP_Lamp_from_CFL_to_LEDScrew
Electric | Lighting Interior | Hospital_RETRO_DISP_Lamp_from_Inc/Hal_to_LEDScrew | RETRO_DISP_Lamp_from_Inc/Hal_to_LEDScrew
Electric | Lighting Interior | Hospital_NEW_OTHER_Fixture_from_CFL_to_LEDPanel | NEW_OTHER_Fixture_from_CFL_to_LEDPanel
Electric | Lighting Interior | Hospital_NR_OTHER_Lamp_from_CFL_to_LEDScrew | NR_OTHER_Lamp_from_CFL_to_LEDScrew
Electric | Lighting Interior | Hospital_NR_OTHER_Lamp_from_Inc/Hal_to_LEDScrew | NR_OTHER_Lamp_from_Inc/Hal_to_LEDScrew
Electric | Lighting Interior | Hospital_RETRO_OTHER_Lamp_from_CFL_to_LEDScrew | RETRO_OTHER_Lamp_from_CFL_to_LEDScrew
Electric | Lighting Interior | Hospital_RETRO_OTHER_Lamp_from_Inc/Hal_to_LEDScrew | RETRO_OTHER_Lamp_from_Inc/Hal_to_LEDScrew
Electric | Lighting Interior | Residential Care_NEW_LINEAR_Fixture_from_LFTube_to_LEDPanel_CONTR | NEW_LINEAR_Fixture_from_LFTube_to_LEDPanel_CONTR
Electric | Lighting Interior | Residential Care_NR_LINEAR_Fixture_from_LFTube_to_LEDPanel | NR_LINEAR_Fixture_from_LFTube_to_LEDPanel
Electric | Lighting Interior | Residential Care_NR_LINEAR_Fixture_from_LFTube_to_LEDPanel_RDX | NR_LINEAR_Fixture_from_LFTube_to_LEDPanel_RDX
Electric | Lighting Interior | Residential Care_NR_LINEAR_Fixture_from_LFTube_to_LEDPanel_CONTR | NR_LINEAR_Fixture_from_LFTube_to_LEDPanel_CONTR
Electric | Lighting Interior | Residential Care_NR_LINEAR_Lamp_from_LFTube_to_LEDTube_RDX | NR_LINEAR_Lamp_from_LFTube_to_LEDTube_RDX
Electric | Lighting Interior | Residential Care_NR_LINEAR_Fixture_from_LEDTube_to_LEDPanel_CONTR | NR_LINEAR_Fixture_from_LEDTube_to_LEDPanel_CONTR
Electric | Lighting Interior | Residential Care_RETRO_LINEAR_Fixture_from_LFTube_to_LEDPanel | RETRO_LINEAR_Fixture_from_LFTube_to_LEDPanel
Electric | Lighting Interior | Residential Care_RETRO_LINEAR_Fixture_from_LFTube_to_LEDPanel_RDX | RETRO_LINEAR_Fixture_from_LFTube_to_LEDPanel_RDX
Electric | Lighting Interior | Residential Care_RETRO_LINEAR_Fixture_from_LFTube_to_LEDPanel_CONTR | RETRO_LINEAR_Fixture_from_LFTube_to_LEDPanel_CONTR
Electric | Lighting Interior | Residential Care_RETRO_LINEAR_Lamp_from_LFTube_to_LEDTube_RDX | RETRO_LINEAR_Lamp_from_LFTube_to_LEDTube_RDX
Electric | Lighting Interior | Residential Care_RETRO_LINEAR_Fixture_from_LEDTube_to_LEDPanel_CONTR | RETRO_LINEAR_Fixture_from_LEDTube_to_LEDPanel_CONTR
Electric | Lighting Interior | Residential Care_NEW_HIGHBAY_Fixture_from_LFTube_to_LEDPanel_CONTR | NEW_HIGHBAY_Fixture_from_LFTube_to_LEDPanel_CONTR
Electric | Lighting Interior | Residential Care_NR_HIGHBAY_Fixture_from_LFTube_to_LEDPanel | NR_HIGHBAY_Fixture_from_LFTube_to_LEDPanel
Electric | Lighting Interior | Residential Care_NR_HIGHBAY_Fixture_from_LFTube_to_LEDPanel_CONTR | NR_HIGHBAY_Fixture_from_LFTube_to_LEDPanel_CONTR
Electric | Lighting Interior | Residential Care_NR_HIGHBAY_Fixture_from_HID_to_LEDPanel | NR_HIGHBAY_Fixture_from_HID_to_LEDPanel
Electric | Lighting Interior | Residential Care_NR_HIGHBAY_Fixture_from_HID_to_LEDPanel_CONTR | NR_HIGHBAY_Fixture_from_HID_to_LEDPanel_CONTR
Electric | Lighting Interior | Residential Care_RETRO_HIGHBAY_Fixture_from_LFTube_to_LEDPanel | RETRO_HIGHBAY_Fixture_from_LFTube_to_LEDPanel
Electric | Lighting Interior | Residential Care_RETRO_HIGHBAY_Fixture_from_LFTube_to_LEDPanel_CONTR | RETRO_HIGHBAY_Fixture_from_LFTube_to_LEDPanel_CONTR
Electric | Lighting Interior | Residential Care_RETRO_HIGHBAY_Fixture_from_HID_to_LEDPanel | RETRO_HIGHBAY_Fixture_from_HID_to_LEDPanel
Electric | Lighting Interior | Residential Care_RETRO_HIGHBAY_Fixture_from_HID_to_LEDPanel_CONTR | RETRO_HIGHBAY_Fixture_from_HID_to_LEDPanel_CONTR
Electric | Lighting Interior | Residential Care_NEW_CAN_Fixture_from_CFL_to_LEDPanel | NEW_CAN_Fixture_from_CFL_to_LEDPanel
Electric | Lighting Interior | Residential Care_NR_CAN_Lamp_from_CFL_to_LEDScrew | NR_CAN_Lamp_from_CFL_to_LEDScrew
Electric | Lighting Interior | Residential Care_NR_CAN_Lamp_from_Inc/Hal_to_LEDScrew | NR_CAN_Lamp_from_Inc/Hal_to_LEDScrew
Electric | Lighting Interior | Residential Care_RETRO_CAN_Lamp_from_CFL_to_LEDScrew | RETRO_CAN_Lamp_from_CFL_to_LEDScrew
Electric | Lighting Interior | Residential Care_RETRO_CAN_Lamp_from_Inc/Hal_to_LEDScrew | RETRO_CAN_Lamp_from_Inc/Hal_to_LEDScrew
Electric | Lighting Interior | Residential Care_NEW_DISP_Fixture_from_CFL_to_LEDPanel | NEW_DISP_Fixture_from_CFL_to_LEDPanel
Electric | Lighting Interior | Residential Care_NR_DISP_Lamp_from_CFL_to_LEDScrew | NR_DISP_Lamp_from_CFL_to_LEDScrew
Electric | Lighting Interior | Residential Care_NR_DISP_Lamp_from_Inc/Hal_to_LEDScrew | NR_DISP_Lamp_from_Inc/Hal_to_LEDScrew
Electric | Lighting Interior | Residential Care_RETRO_DISP_Lamp_from_CFL_to_LEDScrew | RETRO_DISP_Lamp_from_CFL_to_LEDScrew
Electric | Lighting Interior | Residential Care_RETRO_DISP_Lamp_from_Inc/Hal_to_LEDScrew | RETRO_DISP_Lamp_from_Inc/Hal_to_LEDScrew
Electric | Lighting Interior | Residential Care_NEW_OTHER_Fixture_from_CFL_to_LEDPanel | NEW_OTHER_Fixture_from_CFL_to_LEDPanel
Electric | Lighting Interior | Residential Care_NR_OTHER_Lamp_from_CFL_to_LEDScrew | NR_OTHER_Lamp_from_CFL_to_LEDScrew
Electric | Lighting Interior | Residential Care_NR_OTHER_Lamp_from_Inc/Hal_to_LEDScrew | NR_OTHER_Lamp_from_Inc/Hal_to_LEDScrew
Electric | Lighting Interior | Residential Care_RETRO_OTHER_Lamp_from_CFL_to_LEDScrew | RETRO_OTHER_Lamp_from_CFL_to_LEDScrew
Electric | Lighting Interior | Residential Care_RETRO_OTHER_Lamp_from_Inc/Hal_to_LEDScrew | RETRO_OTHER_Lamp_from_Inc/Hal_to_LEDScrew
Electric | Lighting Interior | Assembly_NEW_LINEAR_Fixture_from_LFTube_to_LEDPanel_CONTR | NEW_LINEAR_Fixture_from_LFTube_to_LEDPanel_CONTR
Electric | Lighting Interior | Assembly_NR_LINEAR_Fixture_from_LFTube_to_LEDPanel | NR_LINEAR_Fixture_from_LFTube_to_LEDPanel
Electric | Lighting Interior | Assembly_NR_LINEAR_Fixture_from_LFTube_to_LEDPanel_RDX | NR_LINEAR_Fixture_from_LFTube_to_LEDPanel_RDX
Electric | Lighting Interior | Assembly_NR_LINEAR_Fixture_from_LFTube_to_LEDPanel_CONTR | NR_LINEAR_Fixture_from_LFTube_to_LEDPanel_CONTR
Electric | Lighting Interior | Assembly_NR_LINEAR_Lamp_from_LFTube_to_LEDTube_RDX | NR_LINEAR_Lamp_from_LFTube_to_LEDTube_RDX
Electric | Lighting Interior | Assembly_NR_LINEAR_Fixture_from_LEDTube_to_LEDPanel_CONTR | NR_LINEAR_Fixture_from_LEDTube_to_LEDPanel_CONTR
Electric | Lighting Interior | Assembly_RETRO_LINEAR_Fixture_from_LFTube_to_LEDPanel | RETRO_LINEAR_Fixture_from_LFTube_to_LEDPanel
Electric | Lighting Interior | Assembly_RETRO_LINEAR_Fixture_from_LFTube_to_LEDPanel_RDX | RETRO_LINEAR_Fixture_from_LFTube_to_LEDPanel_RDX
Electric | Lighting Interior | Assembly_RETRO_LINEAR_Fixture_from_LFTube_to_LEDPanel_CONTR | RETRO_LINEAR_Fixture_from_LFTube_to_LEDPanel_CONTR
Electric | Lighting Interior | Assembly_RETRO_LINEAR_Lamp_from_LFTube_to_LEDTube_RDX | RETRO_LINEAR_Lamp_from_LFTube_to_LEDTube_RDX
Electric | Lighting Interior | Assembly_RETRO_LINEAR_Fixture_from_LEDTube_to_LEDPanel_CONTR | RETRO_LINEAR_Fixture_from_LEDTube_to_LEDPanel_CONTR
Electric | Lighting Interior | Assembly_NEW_HIGHBAY_Fixture_from_LFTube_to_LEDPanel_CONTR | NEW_HIGHBAY_Fixture_from_LFTube_to_LEDPanel_CONTR
Electric | Lighting Interior | Assembly_NR_HIGHBAY_Fixture_from_LFTube_to_LEDPanel | NR_HIGHBAY_Fixture_from_LFTube_to_LEDPanel
Electric | Lighting Interior | Assembly_NR_HIGHBAY_Fixture_from_LFTube_to_LEDPanel_CONTR | NR_HIGHBAY_Fixture_from_LFTube_to_LEDPanel_CONTR
Electric | Lighting Interior | Assembly_NR_HIGHBAY_Fixture_from_HID_to_LEDPanel | NR_HIGHBAY_Fixture_from_HID_to_LEDPanel
Electric | Lighting Interior | Assembly_NR_HIGHBAY_Fixture_from_HID_to_LEDPanel_CONTR | NR_HIGHBAY_Fixture_from_HID_to_LEDPanel_CONTR
Electric | Lighting Interior | Assembly_RETRO_HIGHBAY_Fixture_from_LFTube_to_LEDPanel | RETRO_HIGHBAY_Fixture_from_LFTube_to_LEDPanel
Electric | Lighting Interior | Assembly_RETRO_HIGHBAY_Fixture_from_LFTube_to_LEDPanel_CONTR | RETRO_HIGHBAY_Fixture_from_LFTube_to_LEDPanel_CONTR
Electric | Lighting Interior | Assembly_RETRO_HIGHBAY_Fixture_from_HID_to_LEDPanel | RETRO_HIGHBAY_Fixture_from_HID_to_LEDPanel
Electric | Lighting Interior | Assembly_RETRO_HIGHBAY_Fixture_from_HID_to_LEDPanel_CONTR | RETRO_HIGHBAY_Fixture_from_HID_to_LEDPanel_CONTR
Electric | Lighting Interior | Assembly_NEW_CAN_Fixture_from_CFL_to_LEDPanel | NEW_CAN_Fixture_from_CFL_to_LEDPanel
Electric | Lighting Interior | Assembly_NR_CAN_Lamp_from_CFL_to_LEDScrew | NR_CAN_Lamp_from_CFL_to_LEDScrew
Electric | Lighting Interior | Assembly_NR_CAN_Lamp_from_Inc/Hal_to_LEDScrew | NR_CAN_Lamp_from_Inc/Hal_to_LEDScrew
Electric | Lighting Interior | Assembly_RETRO_CAN_Lamp_from_CFL_to_LEDScrew | RETRO_CAN_Lamp_from_CFL_to_LEDScrew
Electric | Lighting Interior | Assembly_RETRO_CAN_Lamp_from_Inc/Hal_to_LEDScrew | RETRO_CAN_Lamp_from_Inc/Hal_to_LEDScrew
Electric | Lighting Interior | Assembly_NEW_DISP_Fixture_from_CFL_to_LEDPanel | NEW_DISP_Fixture_from_CFL_to_LEDPanel
Electric | Lighting Interior | Assembly_NR_DISP_Lamp_from_CFL_to_LEDScrew | NR_DISP_Lamp_from_CFL_to_LEDScrew
Electric | Lighting Interior | Assembly_NR_DISP_Lamp_from_Inc/Hal_to_LEDScrew | NR_DISP_Lamp_from_Inc/Hal_to_LEDScrew
Electric | Lighting Interior | Assembly_RETRO_DISP_Lamp_from_CFL_to_LEDScrew | RETRO_DISP_Lamp_from_CFL_to_LEDScrew
Electric | Lighting Interior | Assembly_RETRO_DISP_Lamp_from_Inc/Hal_to_LEDScrew | RETRO_DISP_Lamp_from_Inc/Hal_to_LEDScrew
Electric | Lighting Interior | Assembly_NEW_OTHER_Fixture_from_CFL_to_LEDPanel | NEW_OTHER_Fixture_from_CFL_to_LEDPanel
Electric | Lighting Interior | Assembly_NR_OTHER_Lamp_from_CFL_to_LEDScrew | NR_OTHER_Lamp_from_CFL_to_LEDScrew
Electric | Lighting Interior | Assembly_NR_OTHER_Lamp_from_Inc/Hal_to_LEDScrew | NR_OTHER_Lamp_from_Inc/Hal_to_LEDScrew
Electric | Lighting Interior | Assembly_RETRO_OTHER_Lamp_from_CFL_to_LEDScrew | RETRO_OTHER_Lamp_from_CFL_to_LEDScrew
Electric | Lighting Interior | Assembly_RETRO_OTHER_Lamp_from_Inc/Hal_to_LEDScrew | RETRO_OTHER_Lamp_from_Inc/Hal_to_LEDScrew
Electric | Lighting Interior | Other_NEW_LINEAR_Fixture_from_LFTube_to_LEDPanel_CONTR | NEW_LINEAR_Fixture_from_LFTube_to_LEDPanel_CONTR
Electric | Lighting Interior | Other_NR_LINEAR_Fixture_from_LFTube_to_LEDPanel | NR_LINEAR_Fixture_from_LFTube_to_LEDPanel
Electric | Lighting Interior | Other_NR_LINEAR_Fixture_from_LFTube_to_LEDPanel_RDX | NR_LINEAR_Fixture_from_LFTube_to_LEDPanel_RDX
Electric | Lighting Interior | Other_NR_LINEAR_Fixture_from_LFTube_to_LEDPanel_CONTR | NR_LINEAR_Fixture_from_LFTube_to_LEDPanel_CONTR
Electric | Lighting Interior | Other_NR_LINEAR_Lamp_from_LFTube_to_LEDTube_RDX | NR_LINEAR_Lamp_from_LFTube_to_LEDTube_RDX
Electric | Lighting Interior | Other_NR_LINEAR_Fixture_from_LEDTube_to_LEDPanel_CONTR | NR_LINEAR_Fixture_from_LEDTube_to_LEDPanel_CONTR
Electric | Lighting Interior | Other_RETRO_LINEAR_Fixture_from_LFTube_to_LEDPanel | RETRO_LINEAR_Fixture_from_LFTube_to_LEDPanel
Electric | Lighting Interior | Other_RETRO_LINEAR_Fixture_from_LFTube_to_LEDPanel_RDX | RETRO_LINEAR_Fixture_from_LFTube_to_LEDPanel_RDX
Electric | Lighting Interior | Other_RETRO_LINEAR_Fixture_from_LFTube_to_LEDPanel_CONTR | RETRO_LINEAR_Fixture_from_LFTube_to_LEDPanel_CONTR
Electric | Lighting Interior | Other_RETRO_LINEAR_Lamp_from_LFTube_to_LEDTube_RDX | RETRO_LINEAR_Lamp_from_LFTube_to_LEDTube_RDX
Electric | Lighting Interior | Other_RETRO_LINEAR_Fixture_from_LEDTube_to_LEDPanel_CONTR | RETRO_LINEAR_Fixture_from_LEDTube_to_LEDPanel_CONTR
Electric | Lighting Interior | Other_NEW_HIGHBAY_Fixture_from_LFTube_to_LEDPanel_CONTR | NEW_HIGHBAY_Fixture_from_LFTube_to_LEDPanel_CONTR
Electric | Lighting Interior | Other_NR_HIGHBAY_Fixture_from_LFTube_to_LEDPanel | NR_HIGHBAY_Fixture_from_LFTube_to_LEDPanel
Electric | Lighting Interior | Other_NR_HIGHBAY_Fixture_from_LFTube_to_LEDPanel_CONTR | NR_HIGHBAY_Fixture_from_LFTube_to_LEDPanel_CONTR
Electric | Lighting Interior | Other_NR_HIGHBAY_Fixture_from_HID_to_LEDPanel | NR_HIGHBAY_Fixture_from_HID_to_LEDPanel
Electric | Lighting Interior | Other_NR_HIGHBAY_Fixture_from_HID_to_LEDPanel_CONTR | NR_HIGHBAY_Fixture_from_HID_to_LEDPanel_CONTR
Electric | Lighting Interior | Other_RETRO_HIGHBAY_Fixture_from_LFTube_to_LEDPanel | RETRO_HIGHBAY_Fixture_from_LFTube_to_LEDPanel
Electric | Lighting Interior | Other_RETRO_HIGHBAY_Fixture_from_LFTube_to_LEDPanel_CONTR | RETRO_HIGHBAY_Fixture_from_LFTube_to_LEDPanel_CONTR
Electric | Lighting Interior | Other_RETRO_HIGHBAY_Fixture_from_HID_to_LEDPanel | RETRO_HIGHBAY_Fixture_from_HID_to_LEDPanel
Electric | Lighting Interior | Other_RETRO_HIGHBAY_Fixture_from_HID_to_LEDPanel_CONTR | RETRO_HIGHBAY_Fixture_from_HID_to_LEDPanel_CONTR
Electric | Lighting Interior | Other_NEW_CAN_Fixture_from_CFL_to_LEDPanel | NEW_CAN_Fixture_from_CFL_to_LEDPanel
Electric | Lighting Interior | Other_NR_CAN_Lamp_from_CFL_to_LEDScrew | NR_CAN_Lamp_from_CFL_to_LEDScrew
Electric | Lighting Interior | Other_NR_CAN_Lamp_from_Inc/Hal_to_LEDScrew | NR_CAN_Lamp_from_Inc/Hal_to_LEDScrew
Electric | Lighting Interior | Other_RETRO_CAN_Lamp_from_CFL_to_LEDScrew | RETRO_CAN_Lamp_from_CFL_to_LEDScrew
Electric | Lighting Interior | Other_RETRO_CAN_Lamp_from_Inc/Hal_to_LEDScrew | RETRO_CAN_Lamp_from_Inc/Hal_to_LEDScrew
Electric | Lighting Interior | Other_NEW_DISP_Fixture_from_CFL_to_LEDPanel | NEW_DISP_Fixture_from_CFL_to_LEDPanel
Electric | Lighting Interior | Other_NR_DISP_Lamp_from_CFL_to_LEDScrew | NR_DISP_Lamp_from_CFL_to_LEDScrew
Electric | Lighting Interior | Other_NR_DISP_Lamp_from_Inc/Hal_to_LEDScrew | NR_DISP_Lamp_from_Inc/Hal_to_LEDScrew
Electric | Lighting Interior | Other_RETRO_DISP_Lamp_from_CFL_to_LEDScrew | RETRO_DISP_Lamp_from_CFL_to_LEDScrew
Electric | Lighting Interior | Other_RETRO_DISP_Lamp_from_Inc/Hal_to_LEDScrew | RETRO_DISP_Lamp_from_Inc/Hal_to_LEDScrew
Electric | Lighting Interior | Other_NEW_OTHER_Fixture_from_CFL_to_LEDPanel | NEW_OTHER_Fixture_from_CFL_to_LEDPanel
Electric | Lighting Interior | Other_NR_OTHER_Lamp_from_CFL_to_LEDScrew | NR_OTHER_Lamp_from_CFL_to_LEDScrew
Electric | Lighting Interior | Other_NR_OTHER_Lamp_from_Inc/Hal_to_LEDScrew | NR_OTHER_Lamp_from_Inc/Hal_to_LEDScrew
Electric | Lighting Interior | Other_RETRO_OTHER_Lamp_from_CFL_to_LEDScrew | RETRO_OTHER_Lamp_from_CFL_to_LEDScrew
Electric | Lighting Interior | Other_RETRO_OTHER_Lamp_from_Inc/Hal_to_LEDScrew | RETRO_OTHER_Lamp_from_Inc/Hal_to_LEDScrew
Electric | Lighting Interior | Large Off_NEW_LINEAR_Fixture_from_LEDPanel_to_LEDPanel_CONTR | NEW_LINEAR_Fixture_from_LEDPanel_to_LEDPanel_CONTR
Electric | Lighting Interior | Large Off_NEW_HIGHBAY_Fixture_from_LEDPanel_to_LEDPanel_CONTR | NEW_HIGHBAY_Fixture_from_LEDPanel_to_LEDPanel_CONTR
Electric | Lighting Interior | Large Off_NEW_CAN_Fixture_from_LEDPanel_to_LEDPanel_CONTR | NEW_CAN_Fixture_from_LEDPanel_to_LEDPanel_CONTR
Electric | Lighting Interior | Large Off_NEW_DISP_Fixture_from_LEDPanel_to_LEDPanel_CONTR | NEW_DISP_Fixture_from_LEDPanel_to_LEDPanel_CONTR
Electric | Lighting Interior | Large Off_NEW_OTHER_Fixture_from_LEDPanel_to_LEDPanel_CONTR | NEW_OTHER_Fixture_from_LEDPanel_to_LEDPanel_CONTR
Electric | Lighting Interior | Medium Off_NEW_LINEAR_Fixture_from_LEDPanel_to_LEDPanel_CONTR | NEW_LINEAR_Fixture_from_LEDPanel_to_LEDPanel_CONTR
Electric | Lighting Interior | Medium Off_NEW_HIGHBAY_Fixture_from_LEDPanel_to_LEDPanel_CONTR | NEW_HIGHBAY_Fixture_from_LEDPanel_to_LEDPanel_CONTR
Electric | Lighting Interior | Medium Off_NEW_CAN_Fixture_from_LEDPanel_to_LEDPanel_CONTR | NEW_CAN_Fixture_from_LEDPanel_to_LEDPanel_CONTR
Electric | Lighting Interior | Medium Off_NEW_DISP_Fixture_from_LEDPanel_to_LEDPanel_CONTR | NEW_DISP_Fixture_from_LEDPanel_to_LEDPanel_CONTR
Electric | Lighting Interior | Medium Off_NEW_OTHER_Fixture_from_LEDPanel_to_LEDPanel_CONTR | NEW_OTHER_Fixture_from_LEDPanel_to_LEDPanel_CONTR
Electric | Lighting Interior | Small Off_NEW_LINEAR_Fixture_from_LEDPanel_to_LEDPanel_CONTR | NEW_LINEAR_Fixture_from_LEDPanel_to_LEDPanel_CONTR
Electric | Lighting Interior | Small Off_NEW_HIGHBAY_Fixture_from_LEDPanel_to_LEDPanel_CONTR | NEW_HIGHBAY_Fixture_from_LEDPanel_to_LEDPanel_CONTR
Electric | Lighting Interior | Small Off_NEW_CAN_Fixture_from_LEDPanel_to_LEDPanel_CONTR | NEW_CAN_Fixture_from_LEDPanel_to_LEDPanel_CONTR
Electric | Lighting Interior | Small Off_NEW_DISP_Fixture_from_LEDPanel_to_LEDPanel_CONTR | NEW_DISP_Fixture_from_LEDPanel_to_LEDPanel_CONTR
Electric | Lighting Interior | Small Off_NEW_OTHER_Fixture_from_LEDPanel_to_LEDPanel_CONTR | NEW_OTHER_Fixture_from_LEDPanel_to_LEDPanel_CONTR
Electric | Lighting Interior | Xlarge Ret_NEW_LINEAR_Fixture_from_LEDPanel_to_LEDPanel_CONTR | NEW_LINEAR_Fixture_from_LEDPanel_to_LEDPanel_CONTR
Electric | Lighting Interior | Xlarge Ret_NEW_HIGHBAY_Fixture_from_LEDPanel_to_LEDPanel_CONTR | NEW_HIGHBAY_Fixture_from_LEDPanel_to_LEDPanel_CONTR
Electric | Lighting Interior | Xlarge Ret_NEW_CAN_Fixture_from_LEDPanel_to_LEDPanel_CONTR | NEW_CAN_Fixture_from_LEDPanel_to_LEDPanel_CONTR
Electric | Lighting Interior | Xlarge Ret_NEW_DISP_Fixture_from_LEDPanel_to_LEDPanel_CONTR | NEW_DISP_Fixture_from_LEDPanel_to_LEDPanel_CONTR
Electric | Lighting Interior | Xlarge Ret_NEW_OTHER_Fixture_from_LEDPanel_to_LEDPanel_CONTR | NEW_OTHER_Fixture_from_LEDPanel_to_LEDPanel_CONTR
Electric | Lighting Interior | Large Ret_NEW_LINEAR_Fixture_from_LEDPanel_to_LEDPanel_CONTR | NEW_LINEAR_Fixture_from_LEDPanel_to_LEDPanel_CONTR
Electric | Lighting Interior | Large Ret_NEW_HIGHBAY_Fixture_from_LEDPanel_to_LEDPanel_CONTR | NEW_HIGHBAY_Fixture_from_LEDPanel_to_LEDPanel_CONTR
Electric | Lighting Interior | Large Ret_NEW_CAN_Fixture_from_LEDPanel_to_LEDPanel_CONTR | NEW_CAN_Fixture_from_LEDPanel_to_LEDPanel_CONTR
Electric | Lighting Interior | Large Ret_NEW_DISP_Fixture_from_LEDPanel_to_LEDPanel_CONTR | NEW_DISP_Fixture_from_LEDPanel_to_LEDPanel_CONTR
Electric | Lighting Interior | Large Ret_NEW_OTHER_Fixture_from_LEDPanel_to_LEDPanel_CONTR | NEW_OTHER_Fixture_from_LEDPanel_to_LEDPanel_CONTR
Electric | Lighting Interior | Medium Ret_NEW_LINEAR_Fixture_from_LEDPanel_to_LEDPanel_CONTR | NEW_LINEAR_Fixture_from_LEDPanel_to_LEDPanel_CONTR
Electric | Lighting Interior | Medium Ret_NEW_HIGHBAY_Fixture_from_LEDPanel_to_LEDPanel_CONTR | NEW_HIGHBAY_Fixture_from_LEDPanel_to_LEDPanel_CONTR
Electric | Lighting Interior | Medium Ret_NEW_CAN_Fixture_from_LEDPanel_to_LEDPanel_CONTR | NEW_CAN_Fixture_from_LEDPanel_to_LEDPanel_CONTR
Electric | Lighting Interior | Medium Ret_NEW_DISP_Fixture_from_LEDPanel_to_LEDPanel_CONTR | NEW_DISP_Fixture_from_LEDPanel_to_LEDPanel_CONTR
Electric | Lighting Interior | Medium Ret_NEW_OTHER_Fixture_from_LEDPanel_to_LEDPanel_CONTR | NEW_OTHER_Fixture_from_LEDPanel_to_LEDPanel_CONTR
Electric | Lighting Interior | Small Ret_NEW_LINEAR_Fixture_from_LEDPanel_to_LEDPanel_CONTR | NEW_LINEAR_Fixture_from_LEDPanel_to_LEDPanel_CONTR
Electric | Lighting Interior | Small Ret_NEW_HIGHBAY_Fixture_from_LEDPanel_to_LEDPanel_CONTR | NEW_HIGHBAY_Fixture_from_LEDPanel_to_LEDPanel_CONTR
Electric | Lighting Interior | Small Ret_NEW_CAN_Fixture_from_LEDPanel_to_LEDPanel_CONTR | NEW_CAN_Fixture_from_LEDPanel_to_LEDPanel_CONTR
Electric | Lighting Interior | Small Ret_NEW_DISP_Fixture_from_LEDPanel_to_LEDPanel_CONTR | NEW_DISP_Fixture_from_LEDPanel_to_LEDPanel_CONTR
Electric | Lighting Interior | Small Ret_NEW_OTHER_Fixture_from_LEDPanel_to_LEDPanel_CONTR | NEW_OTHER_Fixture_from_LEDPanel_to_LEDPanel_CONTR
Electric | Lighting Interior | School K-12_NEW_LINEAR_Fixture_from_LEDPanel_to_LEDPanel_CONTR | NEW_LINEAR_Fixture_from_LEDPanel_to_LEDPanel_CONTR
Electric | Lighting Interior | School K-12_NEW_HIGHBAY_Fixture_from_LEDPanel_to_LEDPanel_CONTR | NEW_HIGHBAY_Fixture_from_LEDPanel_to_LEDPanel_CONTR
Electric | Lighting Interior | School K-12_NEW_CAN_Fixture_from_LEDPanel_to_LEDPanel_CONTR | NEW_CAN_Fixture_from_LEDPanel_to_LEDPanel_CONTR
Electric | Lighting Interior | School K-12_NEW_DISP_Fixture_from_LEDPanel_to_LEDPanel_CONTR | NEW_DISP_Fixture_from_LEDPanel_to_LEDPanel_CONTR
Electric | Lighting Interior | School K-12_NEW_OTHER_Fixture_from_LEDPanel_to_LEDPanel_CONTR | NEW_OTHER_Fixture_from_LEDPanel_to_LEDPanel_CONTR
Electric | Lighting Interior | University_NEW_LINEAR_Fixture_from_LEDPanel_to_LEDPanel_CONTR | NEW_LINEAR_Fixture_from_LEDPanel_to_LEDPanel_CONTR
Electric | Lighting Interior | University_NEW_HIGHBAY_Fixture_from_LEDPanel_to_LEDPanel_CONTR | NEW_HIGHBAY_Fixture_from_LEDPanel_to_LEDPanel_CONTR
Electric | Lighting Interior | University_NEW_CAN_Fixture_from_LEDPanel_to_LEDPanel_CONTR | NEW_CAN_Fixture_from_LEDPanel_to_LEDPanel_CONTR
Electric | Lighting Interior | University_NEW_DISP_Fixture_from_LEDPanel_to_LEDPanel_CONTR | NEW_DISP_Fixture_from_LEDPanel_to_LEDPanel_CONTR
Electric | Lighting Interior | University_NEW_OTHER_Fixture_from_LEDPanel_to_LEDPanel_CONTR | NEW_OTHER_Fixture_from_LEDPanel_to_LEDPanel_CONTR
Electric | Lighting Interior | Warehouse_NEW_LINEAR_Fixture_from_LEDPanel_to_LEDPanel_CONTR | NEW_LINEAR_Fixture_from_LEDPanel_to_LEDPanel_CONTR
Electric | Lighting Interior | Warehouse_NEW_HIGHBAY_Fixture_from_LEDPanel_to_LEDPanel_CONTR | NEW_HIGHBAY_Fixture_from_LEDPanel_to_LEDPanel_CONTR
Electric | Lighting Interior | Warehouse_NEW_CAN_Fixture_from_LEDPanel_to_LEDPanel_CONTR | NEW_CAN_Fixture_from_LEDPanel_to_LEDPanel_CONTR
Electric | Lighting Interior | Warehouse_NEW_DISP_Fixture_from_LEDPanel_to_LEDPanel_CONTR | NEW_DISP_Fixture_from_LEDPanel_to_LEDPanel_CONTR
Electric | Lighting Interior | Warehouse_NEW_OTHER_Fixture_from_LEDPanel_to_LEDPanel_CONTR | NEW_OTHER_Fixture_from_LEDPanel_to_LEDPanel_CONTR
Electric | Lighting Interior | Supermarket_NEW_LINEAR_Fixture_from_LEDPanel_to_LEDPanel_CONTR | NEW_LINEAR_Fixture_from_LEDPanel_to_LEDPanel_CONTR
Electric | Lighting Interior | Supermarket_NEW_HIGHBAY_Fixture_from_LEDPanel_to_LEDPanel_CONTR | NEW_HIGHBAY_Fixture_from_LEDPanel_to_LEDPanel_CONTR
Electric | Lighting Interior | Supermarket_NEW_CAN_Fixture_from_LEDPanel_to_LEDPanel_CONTR | NEW_CAN_Fixture_from_LEDPanel_to_LEDPanel_CONTR
Electric | Lighting Interior | Supermarket_NEW_DISP_Fixture_from_LEDPanel_to_LEDPanel_CONTR | NEW_DISP_Fixture_from_LEDPanel_to_LEDPanel_CONTR
Electric | Lighting Interior | Supermarket_NEW_OTHER_Fixture_from_LEDPanel_to_LEDPanel_CONTR | NEW_OTHER_Fixture_from_LEDPanel_to_LEDPanel_CONTR
Electric | Lighting Interior | MiniMart_NEW_LINEAR_Fixture_from_LEDPanel_to_LEDPanel_CONTR | NEW_LINEAR_Fixture_from_LEDPanel_to_LEDPanel_CONTR
Electric | Lighting Interior | MiniMart_NEW_HIGHBAY_Fixture_from_LEDPanel_to_LEDPanel_CONTR | NEW_HIGHBAY_Fixture_from_LEDPanel_to_LEDPanel_CONTR
Electric | Lighting Interior | MiniMart_NEW_CAN_Fixture_from_LEDPanel_to_LEDPanel_CONTR | NEW_CAN_Fixture_from_LEDPanel_to_LEDPanel_CONTR
Electric | Lighting Interior | MiniMart_NEW_DISP_Fixture_from_LEDPanel_to_LEDPanel_CONTR | NEW_DISP_Fixture_from_LEDPanel_to_LEDPanel_CONTR
Electric | Lighting Interior | MiniMart_NEW_OTHER_Fixture_from_LEDPanel_to_LEDPanel_CONTR | NEW_OTHER_Fixture_from_LEDPanel_to_LEDPanel_CONTR
Electric | Lighting Interior | Restaurant_NEW_LINEAR_Fixture_from_LEDPanel_to_LEDPanel_CONTR | NEW_LINEAR_Fixture_from_LEDPanel_to_LEDPanel_CONTR
Electric | Lighting Interior | Restaurant_NEW_HIGHBAY_Fixture_from_LEDPanel_to_LEDPanel_CONTR | NEW_HIGHBAY_Fixture_from_LEDPanel_to_LEDPanel_CONTR
Electric | Lighting Interior | Restaurant_NEW_CAN_Fixture_from_LEDPanel_to_LEDPanel_CONTR | NEW_CAN_Fixture_from_LEDPanel_to_LEDPanel_CONTR
Electric | Lighting Interior | Restaurant_NEW_DISP_Fixture_from_LEDPanel_to_LEDPanel_CONTR | NEW_DISP_Fixture_from_LEDPanel_to_LEDPanel_CONTR
Electric | Lighting Interior | Restaurant_NEW_OTHER_Fixture_from_LEDPanel_to_LEDPanel_CONTR | NEW_OTHER_Fixture_from_LEDPanel_to_LEDPanel_CONTR
Electric | Lighting Interior | Lodging_NEW_LINEAR_Fixture_from_LEDPanel_to_LEDPanel_CONTR | NEW_LINEAR_Fixture_from_LEDPanel_to_LEDPanel_CONTR
Electric | Lighting Interior | Lodging_NEW_HIGHBAY_Fixture_from_LEDPanel_to_LEDPanel_CONTR | NEW_HIGHBAY_Fixture_from_LEDPanel_to_LEDPanel_CONTR
Electric | Lighting Interior | Lodging_NEW_CAN_Fixture_from_LEDPanel_to_LEDPanel_CONTR | NEW_CAN_Fixture_from_LEDPanel_to_LEDPanel_CONTR
Electric | Lighting Interior | Lodging_NEW_DISP_Fixture_from_LEDPanel_to_LEDPanel_CONTR | NEW_DISP_Fixture_from_LEDPanel_to_LEDPanel_CONTR
Electric | Lighting Interior | Lodging_NEW_OTHER_Fixture_from_LEDPanel_to_LEDPanel_CONTR | NEW_OTHER_Fixture_from_LEDPanel_to_LEDPanel_CONTR
Electric | Lighting Interior | Hospital_NEW_LINEAR_Fixture_from_LEDPanel_to_LEDPanel_CONTR | NEW_LINEAR_Fixture_from_LEDPanel_to_LEDPanel_CONTR
Electric | Lighting Interior | Hospital_NEW_HIGHBAY_Fixture_from_LEDPanel_to_LEDPanel_CONTR | NEW_HIGHBAY_Fixture_from_LEDPanel_to_LEDPanel_CONTR
Electric | Lighting Interior | Hospital_NEW_CAN_Fixture_from_LEDPanel_to_LEDPanel_CONTR | NEW_CAN_Fixture_from_LEDPanel_to_LEDPanel_CONTR
Electric | Lighting Interior | Hospital_NEW_DISP_Fixture_from_LEDPanel_to_LEDPanel_CONTR | NEW_DISP_Fixture_from_LEDPanel_to_LEDPanel_CONTR
Electric | Lighting Interior | Hospital_NEW_OTHER_Fixture_from_LEDPanel_to_LEDPanel_CONTR | NEW_OTHER_Fixture_from_LEDPanel_to_LEDPanel_CONTR
Electric | Lighting Interior | Residential Care_NEW_LINEAR_Fixture_from_LEDPanel_to_LEDPanel_CONTR | NEW_LINEAR_Fixture_from_LEDPanel_to_LEDPanel_CONTR
Electric | Lighting Interior | Residential Care_NEW_HIGHBAY_Fixture_from_LEDPanel_to_LEDPanel_CONTR | NEW_HIGHBAY_Fixture_from_LEDPanel_to_LEDPanel_CONTR
Electric | Lighting Interior | Residential Care_NEW_CAN_Fixture_from_LEDPanel_to_LEDPanel_CONTR | NEW_CAN_Fixture_from_LEDPanel_to_LEDPanel_CONTR
Electric | Lighting Interior | Residential Care_NEW_DISP_Fixture_from_LEDPanel_to_LEDPanel_CONTR | NEW_DISP_Fixture_from_LEDPanel_to_LEDPanel_CONTR
Electric | Lighting Interior | Residential Care_NEW_OTHER_Fixture_from_LEDPanel_to_LEDPanel_CONTR | NEW_OTHER_Fixture_from_LEDPanel_to_LEDPanel_CONTR
Electric | Lighting Interior | Assembly_NEW_LINEAR_Fixture_from_LEDPanel_to_LEDPanel_CONTR | NEW_LINEAR_Fixture_from_LEDPanel_to_LEDPanel_CONTR
Electric | Lighting Interior | Assembly_NEW_HIGHBAY_Fixture_from_LEDPanel_to_LEDPanel_CONTR | NEW_HIGHBAY_Fixture_from_LEDPanel_to_LEDPanel_CONTR
Electric | Lighting Interior | Assembly_NEW_CAN_Fixture_from_LEDPanel_to_LEDPanel_CONTR | NEW_CAN_Fixture_from_LEDPanel_to_LEDPanel_CONTR
Electric | Lighting Interior | Assembly_NEW_DISP_Fixture_from_LEDPanel_to_LEDPanel_CONTR | NEW_DISP_Fixture_from_LEDPanel_to_LEDPanel_CONTR
Electric | Lighting Interior | Assembly_NEW_OTHER_Fixture_from_LEDPanel_to_LEDPanel_CONTR | NEW_OTHER_Fixture_from_LEDPanel_to_LEDPanel_CONTR
Electric | Lighting Interior | Other_NEW_LINEAR_Fixture_from_LEDPanel_to_LEDPanel_CONTR | NEW_LINEAR_Fixture_from_LEDPanel_to_LEDPanel_CONTR
Electric | Lighting Interior | Other_NEW_HIGHBAY_Fixture_from_LEDPanel_to_LEDPanel_CONTR | NEW_HIGHBAY_Fixture_from_LEDPanel_to_LEDPanel_CONTR
Electric | Lighting Interior | Other_NEW_CAN_Fixture_from_LEDPanel_to_LEDPanel_CONTR | NEW_CAN_Fixture_from_LEDPanel_to_LEDPanel_CONTR
Electric | Lighting Interior | Other_NEW_DISP_Fixture_from_LEDPanel_to_LEDPanel_CONTR | NEW_DISP_Fixture_from_LEDPanel_to_LEDPanel_CONTR
Electric | Lighting Interior | Other_NEW_OTHER_Fixture_from_LEDPanel_to_LEDPanel_CONTR | NEW_OTHER_Fixture_from_LEDPanel_to_LEDPanel_CONTR
Electric | Lighting Interior | NR_PARKING_GARAGE_FIX_REPL_from HPS to _LED_FIX | NR_PARKING_GARAGE_FIX_REPL_from HPS to _LED_FIX
Electric | Lighting Interior | NR_PARKING_GARAGE_FIX_REPL_from MH to _LED_FIX | NR_PARKING_GARAGE_FIX_REPL_from MH to _LED_FIX
Electric | Lighting Interior | NR_PARKING_GARAGE_FIX_REPL_from HID to _LED_FIX | NR_PARKING_GARAGE_FIX_REPL_from HID to _LED_FIX
Electric | Lighting Interior | NR_PARKING_GARAGE_FIX_REPL_from FL to _LED_FIX | NR_PARKING_GARAGE_FIX_REPL_from FL to _LED_FIX
Electric | Lighting Interior | Retro_PARKING_GARAGE_FIX_REPL_from HPS to _LED_FIX | Retro_PARKING_GARAGE_FIX_REPL_from HPS to _LED_FIX
Electric | Lighting Interior | Retro_PARKING_GARAGE_FIX_REPL_from MH to _LED_FIX | Retro_PARKING_GARAGE_FIX_REPL_from MH to _LED_FIX
Electric | Lighting Interior | Retro_PARKING_GARAGE_FIX_REPL_from HID to _LED_FIX | Retro_PARKING_GARAGE_FIX_REPL_from HID to _LED_FIX
Electric | Lighting Interior | Retro_PARKING_GARAGE_FIX_REPL_from FL to _LED_FIX | Retro_PARKING_GARAGE_FIX_REPL_from FL to _LED_FIX
Electric | Other Plug Load | PowerStrips | Other Plug Loads
Electric | Water Heat LE 55 Gal | Pre-Rinse Spray Valve_0.81_to_1.0gpm_Electric | Water Heating
Electric | Water Heat GT 55 Gal | Pre-Rinse Spray Valve_0.81_to_1.0gpm_Electric | Water Heating
Electric | Water Heat LE 55 Gal | Pre-Rinse Spray Valve_0.81_to_1.0gpm_Electric | Water Treatment
Electric | Water Heat GT 55 Gal | Pre-Rinse Spray Valve_0.81_to_1.0gpm_Electric | Water Treatment
Electric | Water Heat LE 55 Gal | Pre-Rinse Spray Valve_0.61_to_0.8gpm_Electric | Water Heating
Electric | Water Heat GT 55 Gal | Pre-Rinse Spray Valve_0.61_to_0.8gpm_Electric | Water Heating
Electric | Water Heat LE 55 Gal | Pre-Rinse Spray Valve_0.61_to_0.8gpm_Electric | Water Treatment
Electric | Water Heat GT 55 Gal | Pre-Rinse Spray Valve_0.61_to_0.8gpm_Electric | Water Treatment
Electric | Room Heat - Electric | Com-PTHP-NR-Large Off | Com-PTHP-NR-Large Off
Electric | Room Heat - Electric | Com-PTHP-NR-Medium Off | Com-PTHP-NR-Medium Off
Electric | Room Heat - Electric | Com-PTHP-NR-Small Off | Com-PTHP-NR-Small Off
Electric | Room Heat - Electric | Com-PTHP-NR-XLarge Ret | Com-PTHP-NR-XLarge Ret
Electric | Room Heat - Electric | Com-PTHP-NR-Large Ret | Com-PTHP-NR-Large Ret
Electric | Room Heat - Electric | Com-PTHP-NR-Medium Ret | Com-PTHP-NR-Medium Ret
Electric | Room Heat - Electric | Com-PTHP-NR-Small Ret | Com-PTHP-NR-Small Ret
Electric | Room Heat - Electric | Com-PTHP-NR-School K-12 | Com-PTHP-NR-School K-12
Electric | Room Heat - Electric | Com-PTHP-NR-University | Com-PTHP-NR-University
Electric | Room Heat - Electric | Com-PTHP-NR-Warehouse | Com-PTHP-NR-Warehouse
Electric | Room Heat - Electric | Com-PTHP-NR-Supermarket | Com-PTHP-NR-Supermarket
Electric | Room Heat - Electric | Com-PTHP-NR-MiniMart | Com-PTHP-NR-MiniMart
Electric | Room Heat - Electric | Com-PTHP-NR-Restaurant | Com-PTHP-NR-Restaurant
Electric | Room Heat - Electric | Com-PTHP-NR-Lodging | Com-PTHP-NR-Lodging
Electric | Room Heat - Electric | Com-PTHP-NR-Hospital | Com-PTHP-NR-Hospital
Electric | Room Heat - Electric | Com-PTHP-NR-Residential Care | Com-PTHP-NR-Residential Care
Electric | Room Heat - Electric | Com-PTHP-NR-Assembly | Com-PTHP-NR-Assembly
Electric | Room Heat - Electric | Com-PTHP-NR-Other | Com-PTHP-NR-Other
Electric | Room Heat - Electric | Com-PTHP-New-Large Off | Com-PTHP-New-Large Off
Electric | Room Heat - Electric | Com-PTHP-New-Medium Off | Com-PTHP-New-Medium Off
Electric | Room Heat - Electric | Com-PTHP-New-Small Off | Com-PTHP-New-Small Off
Electric | Room Heat - Electric | Com-PTHP-New-XLarge Ret | Com-PTHP-New-XLarge Ret
Electric | Room Heat - Electric | Com-PTHP-New-Large Ret | Com-PTHP-New-Large Ret
Electric | Room Heat - Electric | Com-PTHP-New-Medium Ret | Com-PTHP-New-Medium Ret
Electric | Room Heat - Electric | Com-PTHP-New-Small Ret | Com-PTHP-New-Small Ret
Electric | Room Heat - Electric | Com-PTHP-New-School K-12 | Com-PTHP-New-School K-12
Electric | Room Heat - Electric | Com-PTHP-New-University | Com-PTHP-New-University
Electric | Room Heat - Electric | Com-PTHP-New-Warehouse | Com-PTHP-New-Warehouse
Electric | Room Heat - Electric | Com-PTHP-New-Supermarket | Com-PTHP-New-Supermarket
Electric | Room Heat - Electric | Com-PTHP-New-MiniMart | Com-PTHP-New-MiniMart
Electric | Room Heat - Electric | Com-PTHP-New-Restaurant | Com-PTHP-New-Restaurant
Electric | Room Heat - Electric | Com-PTHP-New-Lodging | Com-PTHP-New-Lodging
Electric | Room Heat - Electric | Com-PTHP-New-Hospital | Com-PTHP-New-Hospital
Electric | Room Heat - Electric | Com-PTHP-New-Residential Care | Com-PTHP-New-Residential Care
Electric | Room Heat - Electric | Com-PTHP-New-Assembly | Com-PTHP-New-Assembly
Electric | Room Heat - Electric | Com-PTHP-New-Other | Com-PTHP-New-Other
Electric | Room Heat - Electric | Com-PTHP-Retro-Large Off | Com-PTHP-Retro-Large Off
Electric | Room Heat - Electric | Com-PTHP-Retro-Medium Off | Com-PTHP-Retro-Medium Off
Electric | Room Heat - Electric | Com-PTHP-Retro-Small Off | Com-PTHP-Retro-Small Off
Electric | Room Heat - Electric | Com-PTHP-Retro-XLarge Ret | Com-PTHP-Retro-XLarge Ret
Electric | Room Heat - Electric | Com-PTHP-Retro-Large Ret | Com-PTHP-Retro-Large Ret
Electric | Room Heat - Electric | Com-PTHP-Retro-Medium Ret | Com-PTHP-Retro-Medium Ret
Electric | Room Heat - Electric | Com-PTHP-Retro-Small Ret | Com-PTHP-Retro-Small Ret
Electric | Room Heat - Electric | Com-PTHP-Retro-School K-12 | Com-PTHP-Retro-School K-12
Electric | Room Heat - Electric | Com-PTHP-Retro-University | Com-PTHP-Retro-University
Electric | Room Heat - Electric | Com-PTHP-Retro-Warehouse | Com-PTHP-Retro-Warehouse
Electric | Room Heat - Electric | Com-PTHP-Retro-Supermarket | Com-PTHP-Retro-Supermarket
Electric | Room Heat - Electric | Com-PTHP-Retro-MiniMart | Com-PTHP-Retro-MiniMart
Electric | Room Heat - Electric | Com-PTHP-Retro-Restaurant | Com-PTHP-Retro-Restaurant
Electric | Room Heat - Electric | Com-PTHP-Retro-Lodging | Com-PTHP-Retro-Lodging
Electric | Room Heat - Electric | Com-PTHP-Retro-Hospital | Com-PTHP-Retro-Hospital
Electric | Room Heat - Electric | Com-PTHP-Retro-Residential Care | Com-PTHP-Retro-Residential Care
Electric | Room Heat - Electric | Com-PTHP-Retro-Assembly | Com-PTHP-Retro-Assembly
Electric | Room Heat - Electric | Com-PTHP-Retro-Other | Com-PTHP-Retro-Other
Electric | Ventilation and Circulation | Clean Water Pumps-HVAC-NR-Commercial-CS->CS | all
Electric | Ventilation and Circulation | Clean Water Pumps-HVAC-NR-Commercial-VS->VS | all
Electric | Ventilation and Circulation | Clean Water Pumps-HVAC-NR-Commercial-CS->VS | all
Electric | Ventilation and Circulation | Clean Water Pumps-HVAC-NR-Commercial-Trim | all
Electric | Ventilation and Circulation | Clean Water Pumps-HVAC-Retro-Commercial-SystemUpgrade | all
Electric | Ventilation and Circulation | Clean Water Pumps-HVAC-NEW-Commercial-CS->CS | all
Electric | Ventilation and Circulation | Clean Water Pumps-HVAC-NEW-Commercial-VS->VS | all
Electric | Ventilation and Circulation | Clean Water Pumps-HVAC-NEW-Commercial-CS->VS | all
Electric | Ventilation and Circulation | Clean Water Pumps-HVAC-NEW-Commercial-Trim | all
Electric | Ventilation and Circulation | Clean Water Pumps-HVAC-New-Commercial-SystemUpgrade | all
Electric | Ventilation and Circulation | Clean Water Pumps-DHW-NR-Commercial-CS->CS | all
Electric | Ventilation and Circulation | Clean Water Pumps-DHW-NR-Commercial-VS->VS | all
Electric | Ventilation and Circulation | Clean Water Pumps-DHW-NR-Commercial-CS->VS | all
Electric | Ventilation and Circulation | Clean Water Pumps-DHW-NR-Commercial-Trim | all
Electric | Ventilation and Circulation | Clean Water Pumps-DHW-Retro-Commercial-SystemUpgrade | all
Electric | Ventilation and Circulation | Clean Water Pumps-DHW-NEW-Commercial-CS->CS | all
Electric | Ventilation and Circulation | Clean Water Pumps-DHW-NEW-Commercial-VS->VS | all
Electric | Ventilation and Circulation | Clean Water Pumps-DHW-NEW-Commercial-CS->VS | all
Electric | Ventilation and Circulation | Clean Water Pumps-DHW-NEW-Commercial-Trim | all
Electric | Ventilation and Circulation | Clean Water Pumps-DHW-New-Commercial-SystemUpgrade | all
Electric | Refrigeration | LED_MT-NR | lighting
Electric | Refrigeration | LED_MT-NR | refrigeration
Electric | Refrigeration | LED_MT-NR | HVAC
Electric | Refrigeration | LED_LT-NR | lighting
Electric | Refrigeration | LED_LT-NR | refrigeration
Electric | Refrigeration | LED_LT-NR | HVAC
Electric | Refrigeration | Evap_Fan_Motor_MT-NR | motor
Electric | Refrigeration | Evap_Fan_Motor_MT-NR | refrigeration
Electric | Refrigeration | Evap_Fan_Motor_LT-NR | motor
Electric | Refrigeration | Evap_Fan_Motor_LT-NR | refrigeration
Electric | Refrigeration | Add door to medium temperature vertical remote condensing refrigerated case | Refrigeration
Electric | Refrigeration | Add door to low temperature horizontal remote condensing refrigerated case | Refrigeration
Electric | Refrigeration | Add door to medium temperature horizontal remote condensing refrigerated case | Refrigeration
Electric | Refrigeration | Add door to medium temperature vertical remote condensing refrigerated case | HVAC
Electric | Refrigeration | Add door to low temperature horizontal remote condensing refrigerated case | HVAC
Electric | Refrigeration | Add door to medium temperature horizontal remote condensing refrigerated case | HVAC
Electric | Refrigeration | Night_Curtain_MT-Retro | refrigeration
Electric | Refrigeration | Air_Curtain_WIC-Retro | refrigeration
Electric | Refrigeration | Air_Curtain_WIC-Retro | motor
Electric | Refrigeration | Air_Curtain_WIF-Retro | refrigeration
Electric | Refrigeration | Air_Curtain_WIF-Retro | motor
Electric | Refrigeration | Door_Closer_WIC-Retro | refrigeration
Electric | Refrigeration | Door_Closer_WIF-Retro | refrigeration
Electric | Refrigeration | Compr_Fan_Motor-NR | motor
Electric | Refrigeration | Ref_Line_Insulation_WIC-Retro | refrigeration
Electric | Refrigeration | Ref_Line_Insulation_WIF-Retro | refrigeration
Electric | Refrigeration | Evap_Fan_Contr_WIC-Retro | motor
Electric | Refrigeration | Evap_Fan_Contr_WIC-Retro | refrigeration
Electric | Refrigeration | Evap_Fan_Contr_WIF-Retro | motor
Electric | Refrigeration | Evap_Fan_Contr_WIF-Retro | refrigeration
Electric | Refrigeration | AF_film_LT-Retro | refrigeration
Electric | Refrigeration | VS_Scroll_Compr-NR | refrigeration
Electric | Refrigeration | VS_Scroll_Compr-New | refrigeration
Electric | Refrigeration | Propane_MT-NR | refrigeration
Electric | Refrigeration | Propane_LT-NR | refrigeration
Electric | Refrigeration | Propane_MT-New | refrigeration
Electric | Refrigeration | Propane_LT-New | refrigeration
Electric | Refrigeration | Retrocommissioning-Retro | refrigeration
Electric | Refrigeration | Commissioning-New | refrigeration
Electric | Refrigeration | HE_Cond_Coil-Retro | refrigeration
Electric | Refrigeration | HE_Cond_Coil-New | refrigeration
Electric | Refrigeration | Mech_Subcooling-Retro | refrigeration
Electric | Refrigeration | Low-Charge_Adv_Multiplex_Compr-New | refrigeration
Electric | Refrigeration | LSHX_WIC-New | refrigeration
Electric | Refrigeration | LSHX_MT-New | refrigeration
Electric | Refrigeration | LSHX_WIF-New | refrigeration
Electric | Refrigeration | LSHX_LT-New | refrigeration
Electric | Refrigeration | Heat_Reclaim_ER-New | refrigeration
Electric | Refrigeration | Heat_Reclaim_HP-New | refrigeration
Electric | Refrigeration | MotionSensor_DisplayCaseLighting-Retro | lighting
Electric | Refrigeration | MotionSensor_DisplayCaseLighting-Retro | refrigeration
Electric | Refrigeration | MotionSensor_DisplayCaseLighting-Retro | HVAC
Electric | Refrigeration | FHPC_MT_Remote-Retro | refrigeration
Electric | Refrigeration | FHPC_LT_Remote-Retro | refrigeration
Electric | Refrigeration | FHPC_MT_Self-Retro | refrigeration
Electric | Refrigeration | FHPC_LT_Self-Retro | refrigeration
Electric | Refrigeration | FHSC-Retro | refrigeration
Electric | Refrigeration | On_Demand_Defrost-Retro | refrigeration
Electric | Refrigeration | Small Refrigerator | Refrigeration
Electric | Refrigeration | Large Refrigerator | Refrigeration
Electric | Refrigeration | Freezer | Refrigeration
Electric | Servers | ENERGY STAR Servers | Servers
Electric | Servers | ENERGY STAR Power Supplies for Servers | Power Supply
Electric | Servers | ENERGY STAR Servers | Servers PUE
Electric | Servers | ENERGY STAR Power Supplies for Servers | Power Supply PUE
Electric | Water Heat LE 55 Gal | Washer_Multi-family_MEF 2.00 to 2.19 | machine, dryer, and hot water
Electric | Water Heat GT 55 Gal | Washer_Multi-family_MEF 2.00 to 2.19 | machine, dryer, and hot water
Electric | Water Heat LE 55 Gal | Washer_Multi-family_MEF 2.20 or greater | machine, dryer, and hot water
Electric | Water Heat GT 55 Gal | Washer_Multi-family_MEF 2.20 or greater | machine, dryer, and hot water
Electric | Water Heat LE 55 Gal | Washer_Multi-family_MEF 2.00 to 2.19 | embedded water energy
Electric | Water Heat GT 55 Gal | Washer_Multi-family_MEF 2.00 to 2.19 | embedded water energy
Electric | Water Heat LE 55 Gal | Washer_Multi-family_MEF 2.20 or greater | embedded water energy
Electric | Water Heat GT 55 Gal | Washer_Multi-family_MEF 2.20 or greater | embedded water energy
Electric | Water Heat LE 55 Gal | Washer_Laundromat_MEF 2.00 to 2.19 | machine, dryer, and hot water
Electric | Water Heat GT 55 Gal | Washer_Laundromat_MEF 2.00 to 2.19 | machine, dryer, and hot water
Electric | Water Heat LE 55 Gal | Washer_Laundromat_MEF 2.20 or greater | machine, dryer, and hot water
Electric | Water Heat GT 55 Gal | Washer_Laundromat_MEF 2.20 or greater | machine, dryer, and hot water
Electric | Water Heat LE 55 Gal | Washer_Laundromat_MEF 2.00 to 2.19 | embedded water energy
Electric | Water Heat GT 55 Gal | Washer_Laundromat_MEF 2.00 to 2.19 | embedded water energy
Electric | Water Heat LE 55 Gal | Washer_Laundromat_MEF 2.20 or greater | embedded water energy
Electric | Water Heat GT 55 Gal | Washer_Laundromat_MEF 2.20 or greater | embedded water energy
Electric | Other Plug Load | Timer on ES 2.0 Cold Only Water Cooler | Timer on ES 2.0 Cold Only Water Cooler
Electric | Other Plug Load | Timer on ES 2.0 Hot & Cold Water Cooler | Timer on ES 2.0 Hot & Cold Water Cooler
Electric | Other Plug Load | Market Average to ES 2.0 Upgrade | Market Average to ES 2.0 Upgrade
Electric | Room Heat - Electric | SGS_Med Office_Electric Reheat_HZ1CZ1 | Heating
Electric | Space Heat - Electric | SGS_Med Office_Electric Reheat_HZ1CZ1 | Heating
Electric | Cooling DX | SGS_Med Office_Electric Reheat_HZ1CZ1 | Cooling
Electric | Cooling Chillers | SGS_Med Office_Electric Reheat_HZ1CZ1 | Cooling
Electric | Ventilation and Circulation | SGS_Med Office_Electric Reheat_HZ1CZ1 | Fans
Electric | Heat Pump | SGS_Med Office_Electric HeatPump_HZ1CZ1 | Heating
Electric | Heat Pump | SGS_Med Office_Electric HeatPump_HZ1CZ1 | Cooling
Electric | Ventilation and Circulation | SGS_Med Office_Electric HeatPump_HZ1CZ1 | Fans
Electric | Cooling DX | SGS_Med Office_Gas Reheat_HZ1CZ1 | Cooling
Electric | Cooling Chillers | SGS_Med Office_Gas Reheat_HZ1CZ1 | Cooling
Electric | Ventilation and Circulation | SGS_Med Office_Gas Reheat_HZ1CZ1 | Fans
Electric | Room Heat - Electric | SGS_Lrg Office_Electric Reheat_HZ1CZ1 | Heating
Electric | Space Heat - Electric | SGS_Lrg Office_Electric Reheat_HZ1CZ1 | Heating
Electric | Cooling DX | SGS_Lrg Office_Electric Reheat_HZ1CZ1 | Cooling
Electric | Cooling Chillers | SGS_Lrg Office_Electric Reheat_HZ1CZ1 | Cooling
Electric | Ventilation and Circulation | SGS_Lrg Office_Electric Reheat_HZ1CZ1 | Fans
Electric | Heat Pump | SGS_Lrg Office_Electric HeatPump_HZ1CZ1 | Heating
Electric | Heat Pump | SGS_Lrg Office_Electric HeatPump_HZ1CZ1 | Cooling
Electric | Ventilation and Circulation | SGS_Lrg Office_Electric HeatPump_HZ1CZ1 | Fans
Electric | Cooling DX | SGS_Lrg Office_Gas Reheat_HZ1CZ1 | Cooling
Electric | Cooling Chillers | SGS_Lrg Office_Gas Reheat_HZ1CZ1 | Cooling
Electric | Ventilation and Circulation | SGS_Lrg Office_Gas Reheat_HZ1CZ1 | Fans
Electric | Room Heat - Electric | Applied Film_Med Office_Electric Reheat_HZ1CZ1 | Heating
Electric | Space Heat - Electric | Applied Film_Med Office_Electric Reheat_HZ1CZ1 | Heating
Electric | Cooling DX | Applied Film_Med Office_Electric Reheat_HZ1CZ1 | Cooling
Electric | Cooling Chillers | Applied Film_Med Office_Electric Reheat_HZ1CZ1 | Cooling
Electric | Ventilation and Circulation | Applied Film_Med Office_Electric Reheat_HZ1CZ1 | Fans
Electric | Heat Pump | Applied Film_Med Office_Electric HeatPump_HZ1CZ1 | Heating
Electric | Heat Pump | Applied Film_Med Office_Electric HeatPump_HZ1CZ1 | Cooling
Electric | Ventilation and Circulation | Applied Film_Med Office_Electric HeatPump_HZ1CZ1 | Fans
Electric | Cooling DX | Applied Film_Med Office_Gas Reheat_HZ1CZ1 | Cooling
Electric | Cooling Chillers | Applied Film_Med Office_Gas Reheat_HZ1CZ1 | Cooling
Electric | Ventilation and Circulation | Applied Film_Med Office_Gas Reheat_HZ1CZ1 | Fans
Electric | Room Heat - Electric | Applied Film_Lrg Office_Electric Reheat_HZ1CZ1 | Heating
Electric | Space Heat - Electric | Applied Film_Lrg Office_Electric Reheat_HZ1CZ1 | Heating
Electric | Cooling DX | Applied Film_Lrg Office_Electric Reheat_HZ1CZ1 | Cooling
Electric | Cooling Chillers | Applied Film_Lrg Office_Electric Reheat_HZ1CZ1 | Cooling
Electric | Ventilation and Circulation | Applied Film_Lrg Office_Electric Reheat_HZ1CZ1 | Fans
Electric | Heat Pump | Applied Film_Lrg Office_Electric HeatPump_HZ1CZ1 | Heating
Electric | Heat Pump | Applied Film_Lrg Office_Electric HeatPump_HZ1CZ1 | Cooling
Electric | Ventilation and Circulation | Applied Film_Lrg Office_Electric HeatPump_HZ1CZ1 | Fans
Electric | Cooling DX | Applied Film_Lrg Office_Gas Reheat_HZ1CZ1 | Cooling
Electric | Cooling Chillers | Applied Film_Lrg Office_Gas Reheat_HZ1CZ1 | Cooling
Electric | Ventilation and Circulation | Applied Film_Lrg Office_Gas Reheat_HZ1CZ1 | Fans
Electric | Heat Pump | ThinTriple_Large Off_HP | ThinTriple_Large Off_HP-heating
Electric | Heat Pump | ThinTriple_Large Off_HP | ThinTriple_Large Off_HP-cooling
Electric | Ventilation and Circulation | ThinTriple_Large Off_HP | ThinTriple_Large Off_HP-fan
Electric | Space Heat - Electric | ThinTriple_Large Off_ER | ThinTriple_Large Off_ER-heating
Electric | Cooling DX | ThinTriple_Large Off_ER | ThinTriple_Large Off_ER-cooling
Electric | Cooling Chillers | ThinTriple_Large Off_ER | ThinTriple_Large Off_ER-cooling
Electric | Ventilation and Circulation | ThinTriple_Large Off_ER | ThinTriple_Large Off_ER-fan
Electric | Cooling DX | ThinTriple_Large Off_GAS | ThinTriple_Large Off_GAS-cooling
Electric | Cooling Chillers | ThinTriple_Large Off_GAS | ThinTriple_Large Off_GAS-cooling
Electric | Ventilation and Circulation | ThinTriple_Large Off_GAS | ThinTriple_Large Off_GAS-fan
Electric | Heat Pump | ThinTriple_Medium Off_HP | ThinTriple_Medium Off_HP-heating
Electric | Heat Pump | ThinTriple_Medium Off_HP | ThinTriple_Medium Off_HP-cooling
Electric | Ventilation and Circulation | ThinTriple_Medium Off_HP | ThinTriple_Medium Off_HP-fan
Electric | Space Heat - Electric | ThinTriple_Medium Off_ER | ThinTriple_Medium Off_ER-heating
Electric | Cooling DX | ThinTriple_Medium Off_ER | ThinTriple_Medium Off_ER-cooling
Electric | Cooling Chillers | ThinTriple_Medium Off_ER | ThinTriple_Medium Off_ER-cooling
Electric | Ventilation and Circulation | ThinTriple_Medium Off_ER | ThinTriple_Medium Off_ER-fan
Electric | Cooling DX | ThinTriple_Medium Off_GAS | ThinTriple_Medium Off_GAS-cooling
Electric | Cooling Chillers | ThinTriple_Medium Off_GAS | ThinTriple_Medium Off_GAS-cooling
Electric | Ventilation and Circulation | ThinTriple_Medium Off_GAS | ThinTriple_Medium Off_GAS-fan
Electric | Heat Pump | ThinTriple_Small Off_HP | ThinTriple_Small Off_HP-heating
Electric | Heat Pump | ThinTriple_Small Off_HP | ThinTriple_Small Off_HP-cooling
Electric | Ventilation and Circulation | ThinTriple_Small Off_HP | ThinTriple_Small Off_HP-fan
Electric | Space Heat - Electric | ThinTriple_Small Off_ER | ThinTriple_Small Off_ER-heating
Electric | Cooling DX | ThinTriple_Small Off_ER | ThinTriple_Small Off_ER-cooling
Electric | Cooling Chillers | ThinTriple_Small Off_ER | ThinTriple_Small Off_ER-cooling
Electric | Ventilation and Circulation | ThinTriple_Small Off_ER | ThinTriple_Small Off_ER-fan
Electric | Cooling DX | ThinTriple_Small Off_GAS | ThinTriple_Small Off_GAS-cooling
Electric | Cooling Chillers | ThinTriple_Small Off_GAS | ThinTriple_Small Off_GAS-cooling
Electric | Ventilation and Circulation | ThinTriple_Small Off_GAS | ThinTriple_Small Off_GAS-fan
Electric | Heat Pump | ThinTriple_Lodging_HP | ThinTriple_Lodging_HP-heating
Electric | Heat Pump | ThinTriple_Lodging_HP | ThinTriple_Lodging_HP-cooling
Electric | Ventilation and Circulation | ThinTriple_Lodging_HP | ThinTriple_Lodging_HP-fan
Electric | Space Heat - Electric | ThinTriple_Lodging_ER | ThinTriple_Lodging_ER-heating
Electric | Cooling DX | ThinTriple_Lodging_ER | ThinTriple_Lodging_ER-cooling
Electric | Cooling Chillers | ThinTriple_Lodging_ER | ThinTriple_Lodging_ER-cooling
Electric | Ventilation and Circulation | ThinTriple_Lodging_ER | ThinTriple_Lodging_ER-fan
Electric | Cooling DX | ThinTriple_Lodging_GAS | ThinTriple_Lodging_GAS-cooling
Electric | Cooling Chillers | ThinTriple_Lodging_GAS | ThinTriple_Lodging_GAS-cooling
Electric | Ventilation and Circulation | ThinTriple_Lodging_GAS | ThinTriple_Lodging_GAS-fan
Electric | Heat Pump | ThinTriple_Hospital_HP | ThinTriple_Hospital_HP-heating
Electric | Heat Pump | ThinTriple_Hospital_HP | ThinTriple_Hospital_HP-cooling
Electric | Ventilation and Circulation | ThinTriple_Hospital_HP | ThinTriple_Hospital_HP-fan
Electric | Space Heat - Electric | ThinTriple_Hospital_ER | ThinTriple_Hospital_ER-heating
Electric | Cooling DX | ThinTriple_Hospital_ER | ThinTriple_Hospital_ER-cooling
Electric | Cooling Chillers | ThinTriple_Hospital_ER | ThinTriple_Hospital_ER-cooling
Electric | Ventilation and Circulation | ThinTriple_Hospital_ER | ThinTriple_Hospital_ER-fan
Electric | Cooling DX | ThinTriple_Hospital_GAS | ThinTriple_Hospital_GAS-cooling
Electric | Cooling Chillers | ThinTriple_Hospital_GAS | ThinTriple_Hospital_GAS-cooling
Electric | Ventilation and Circulation | ThinTriple_Hospital_GAS | ThinTriple_Hospital_GAS-fan
Electric | Heat Pump | ThinTriple_Residential Care_HP | ThinTriple_Residential Care_HP-heating
Electric | Heat Pump | ThinTriple_Residential Care_HP | ThinTriple_Residential Care_HP-cooling
Electric | Ventilation and Circulation | ThinTriple_Residential Care_HP | ThinTriple_Residential Care_HP-fan
Electric | Space Heat - Electric | ThinTriple_Residential Care_ER | ThinTriple_Residential Care_ER-heating
Electric | Cooling DX | ThinTriple_Residential Care_ER | ThinTriple_Residential Care_ER-cooling
Electric | Cooling Chillers | ThinTriple_Residential Care_ER | ThinTriple_Residential Care_ER-cooling
Electric | Ventilation and Circulation | ThinTriple_Residential Care_ER | ThinTriple_Residential Care_ER-fan
Electric | Cooling DX | ThinTriple_Residential Care_GAS | ThinTriple_Residential Care_GAS-cooling
Electric | Cooling Chillers | ThinTriple_Residential Care_GAS | ThinTriple_Residential Care_GAS-cooling
Electric | Ventilation and Circulation | ThinTriple_Residential Care_GAS | ThinTriple_Residential Care_GAS-fan
Electric | Ventilation and Circulation | Hydronic Heating_Commercial and Central MF - ECM w/ no speed controls - Comm | Pump
Electric | Ventilation and Circulation | Hydronic Heating_Commercial and Central MF - ECM with speed controls - Comm | Pump
Electric | Ventilation and Circulation | DHW Recirculation_Commercial and Central MF - Timer or Learning_Gas DHW_Any SpaceHeating - Comm | Pump
Electric | Ventilation and Circulation | DHW Recirculation_Commercial and Central MF - Timer or Learning_Electric Resistance DHW_Any SpaceHeating - Comm | Pump
Electric | Ventilation and Circulation | DHW Recirculation_Commercial and Central MF - Timer or Learning_Electric Heat Pump DHW_Any SpaceHeating - Comm | Pump
Electric | Ventilation and Circulation | DHW Recirculation_Commercial and Central MF - Temperature_Gas DHW_Any SpaceHeating - Comm | Pump
Electric | Ventilation and Circulation | DHW Recirculation_Commercial and Central MF - Temperature_Electric Resistance DHW_Any SpaceHeating - Comm | Pump
Electric | Ventilation and Circulation | DHW Recirculation_Commercial and Central MF - Temperature_Electric Heat Pump DHW_Any SpaceHeating - Comm | Pump
Electric | Ventilation and Circulation | DHW Recirculation_Commercial and Central MF - Combined Temperature and Timer_Gas DHW_Any SpaceHeating - Comm | Pump
Electric | Ventilation and Circulation | DHW Recirculation_Commercial and Central MF - Combined Temperature and Timer_Electric Resistance DHW_Any SpaceHeating - Comm | Pump
Electric | Ventilation and Circulation | DHW Recirculation_Commercial and Central MF - Combined Temperature and Timer_Electric Heat Pump DHW_Any SpaceHeating - Comm | Pump
Electric | Water Heat LE 55 Gal | DHW Recirculation_Commercial and Central MF - Timer or Learning_Electric Resistance DHW_Any SpaceHeating - Comm | DHW
Electric | Water Heat GT 55 Gal | DHW Recirculation_Commercial and Central MF - Timer or Learning_Electric Heat Pump DHW_Any SpaceHeating - Comm | DHW
Electric | Water Heat LE 55 Gal | DHW Recirculation_Commercial and Central MF - Temperature_Electric Resistance DHW_Any SpaceHeating - Comm | DHW
Electric | Water Heat GT 55 Gal | DHW Recirculation_Commercial and Central MF - Temperature_Electric Heat Pump DHW_Any SpaceHeating - Comm | DHW
Electric | Water Heat LE 55 Gal | DHW Recirculation_Commercial and Central MF - Combined Temperature and Timer_Electric Resistance DHW_Any SpaceHeating - Comm | DHW
Electric | Water Heat GT 55 Gal | DHW Recirculation_Commercial and Central MF - Combined Temperature and Timer_Electric Heat Pump DHW_Any SpaceHeating - Comm | DHW
Electric | Heat Pump | DHW Recirculation_Commercial and Central MF - Timer or Learning_Gas DHW_Any SpaceHeating - Comm | HVAC - Heating
Electric | Space Heat - Electric | DHW Recirculation_Commercial and Central MF - Timer or Learning_Gas DHW_Any SpaceHeating - Comm | HVAC - Heating
Electric | Heat Pump | DHW Recirculation_Commercial and Central MF - Timer or Learning_Electric Resistance DHW_Any SpaceHeating - Comm | HVAC - Heating
Electric | Space Heat - Electric | DHW Recirculation_Commercial and Central MF - Timer or Learning_Electric Resistance DHW_Any SpaceHeating - Comm | HVAC - Heating
Electric | Heat Pump | DHW Recirculation_Commercial and Central MF - Timer or Learning_Electric Heat Pump DHW_Any SpaceHeating - Comm | HVAC - Heating
Electric | Space Heat - Electric | DHW Recirculation_Commercial and Central MF - Timer or Learning_Electric Heat Pump DHW_Any SpaceHeating - Comm | HVAC - Heating
Electric | Heat Pump | DHW Recirculation_Commercial and Central MF - Temperature_Gas DHW_Any SpaceHeating - Comm | HVAC - Heating
Electric | Space Heat - Electric | DHW Recirculation_Commercial and Central MF - Temperature_Gas DHW_Any SpaceHeating - Comm | HVAC - Heating
Electric | Heat Pump | DHW Recirculation_Commercial and Central MF - Temperature_Electric Resistance DHW_Any SpaceHeating - Comm | HVAC - Heating
Electric | Space Heat - Electric | DHW Recirculation_Commercial and Central MF - Temperature_Electric Resistance DHW_Any SpaceHeating - Comm | HVAC - Heating
Electric | Heat Pump | DHW Recirculation_Commercial and Central MF - Temperature_Electric Heat Pump DHW_Any SpaceHeating - Comm | HVAC - Heating
Electric | Space Heat - Electric | DHW Recirculation_Commercial and Central MF - Temperature_Electric Heat Pump DHW_Any SpaceHeating - Comm | HVAC - Heating
Electric | Heat Pump | DHW Recirculation_Commercial and Central MF - Combined Temperature and Timer_Gas DHW_Any SpaceHeating - Comm | HVAC - Heating
Electric | Space Heat - Electric | DHW Recirculation_Commercial and Central MF - Combined Temperature and Timer_Gas DHW_Any SpaceHeating - Comm | HVAC - Heating
Electric | Heat Pump | DHW Recirculation_Commercial and Central MF - Combined Temperature and Timer_Electric Resistance DHW_Any SpaceHeating - Comm | HVAC - Heating
Electric | Space Heat - Electric | DHW Recirculation_Commercial and Central MF - Combined Temperature and Timer_Electric Resistance DHW_Any SpaceHeating - Comm | HVAC - Heating
Electric | Heat Pump | DHW Recirculation_Commercial and Central MF - Combined Temperature and Timer_Electric Heat Pump DHW_Any SpaceHeating - Comm | HVAC - Heating
Electric | Space Heat - Electric | DHW Recirculation_Commercial and Central MF - Combined Temperature and Timer_Electric Heat Pump DHW_Any SpaceHeating - Comm | HVAC - Heating
Electric | Heat Pump | DHW Recirculation_Commercial and Central MF - Timer or Learning_Gas DHW_Any SpaceHeating - Comm | HVAC - Cooling
Electric | Cooling DX | DHW Recirculation_Commercial and Central MF - Timer or Learning_Gas DHW_Any SpaceHeating - Comm | HVAC - Cooling
Electric | Cooling Chillers | DHW Recirculation_Commercial and Central MF - Timer or Learning_Gas DHW_Any SpaceHeating - Comm | HVAC - Cooling
Electric | Heat Pump | DHW Recirculation_Commercial and Central MF - Timer or Learning_Electric Resistance DHW_Any SpaceHeating - Comm | HVAC - Cooling
Electric | Cooling DX | DHW Recirculation_Commercial and Central MF - Timer or Learning_Electric Resistance DHW_Any SpaceHeating - Comm | HVAC - Cooling
Electric | Cooling Chillers | DHW Recirculation_Commercial and Central MF - Timer or Learning_Electric Resistance DHW_Any SpaceHeating - Comm | HVAC - Cooling
Electric | Heat Pump | DHW Recirculation_Commercial and Central MF - Timer or Learning_Electric Heat Pump DHW_Any SpaceHeating - Comm | HVAC - Cooling
Electric | Cooling DX | DHW Recirculation_Commercial and Central MF - Timer or Learning_Electric Heat Pump DHW_Any SpaceHeating - Comm | HVAC - Cooling
Electric | Cooling Chillers | DHW Recirculation_Commercial and Central MF - Timer or Learning_Electric Heat Pump DHW_Any SpaceHeating - Comm | HVAC - Cooling
Electric | Heat Pump | DHW Recirculation_Commercial and Central MF - Temperature_Gas DHW_Any SpaceHeating - Comm | HVAC - Cooling
Electric | Cooling DX | DHW Recirculation_Commercial and Central MF - Temperature_Gas DHW_Any SpaceHeating - Comm | HVAC - Cooling
Electric | Cooling Chillers | DHW Recirculation_Commercial and Central MF - Temperature_Gas DHW_Any SpaceHeating - Comm | HVAC - Cooling
Electric | Heat Pump | DHW Recirculation_Commercial and Central MF - Temperature_Electric Resistance DHW_Any SpaceHeating - Comm | HVAC - Cooling
Electric | Cooling DX | DHW Recirculation_Commercial and Central MF - Temperature_Electric Resistance DHW_Any SpaceHeating - Comm | HVAC - Cooling
Electric | Cooling Chillers | DHW Recirculation_Commercial and Central MF - Temperature_Electric Resistance DHW_Any SpaceHeating - Comm | HVAC - Cooling
Electric | Heat Pump | DHW Recirculation_Commercial and Central MF - Temperature_Electric Heat Pump DHW_Any SpaceHeating - Comm | HVAC - Cooling
Electric | Cooling DX | DHW Recirculation_Commercial and Central MF - Temperature_Electric Heat Pump DHW_Any SpaceHeating - Comm | HVAC - Cooling
Electric | Cooling Chillers | DHW Recirculation_Commercial and Central MF - Temperature_Electric Heat Pump DHW_Any SpaceHeating - Comm | HVAC - Cooling
Electric | Heat Pump | DHW Recirculation_Commercial and Central MF - Combined Temperature and Timer_Gas DHW_Any SpaceHeating - Comm | HVAC - Cooling
Electric | Cooling DX | DHW Recirculation_Commercial and Central MF - Combined Temperature and Timer_Gas DHW_Any SpaceHeating - Comm | HVAC - Cooling
Electric | Cooling Chillers | DHW Recirculation_Commercial and Central MF - Combined Temperature and Timer_Gas DHW_Any SpaceHeating - Comm | HVAC - Cooling
Electric | Heat Pump | DHW Recirculation_Commercial and Central MF - Combined Temperature and Timer_Electric Resistance DHW_Any SpaceHeating - Comm | HVAC - Cooling
Electric | Cooling DX | DHW Recirculation_Commercial and Central MF - Combined Temperature and Timer_Electric Resistance DHW_Any SpaceHeating - Comm | HVAC - Cooling
Electric | Cooling Chillers | DHW Recirculation_Commercial and Central MF - Combined Temperature and Timer_Electric Resistance DHW_Any SpaceHeating - Comm | HVAC - Cooling
Electric | Heat Pump | DHW Recirculation_Commercial and Central MF - Combined Temperature and Timer_Electric Heat Pump DHW_Any SpaceHeating - Comm | HVAC - Cooling
Electric | Cooling DX | DHW Recirculation_Commercial and Central MF - Combined Temperature and Timer_Electric Heat Pump DHW_Any SpaceHeating - Comm | HVAC - Cooling
Electric | Cooling Chillers | DHW Recirculation_Commercial and Central MF - Combined Temperature and Timer_Electric Heat Pump DHW_Any SpaceHeating - Comm | HVAC - Cooling
Electric | Water Heat LE 55 Gal | Commercial Showerhead Replacement_2_00 GPM_Hospitality_ Electric Water Heating_Wholesale | On-site Savings, Costs, and Benefits
Electric | Water Heat GT 55 Gal | Commercial Showerhead Replacement_2_00 GPM_Hospitality_ Electric Water Heating_Wholesale | On-site Savings, Costs, and Benefits
Electric | Water Heat LE 55 Gal | Commercial Showerhead Replacement_1_8 GPM_Hospitality_ Electric Water Heating_Wholesale | On-site Savings, Costs, and Benefits
Electric | Water Heat GT 55 Gal | Commercial Showerhead Replacement_1_8 GPM_Hospitality_ Electric Water Heating_Wholesale | On-site Savings, Costs, and Benefits
Electric | Water Heat LE 55 Gal | Commercial Showerhead Replacement_1_50 GPM_Hospitality_ Electric Water Heating_Wholesale | On-site Savings, Costs, and Benefits
Electric | Water Heat GT 55 Gal | Commercial Showerhead Replacement_1_50 GPM_Hospitality_ Electric Water Heating_Wholesale | On-site Savings, Costs, and Benefits
Electric | Water Heat LE 55 Gal | Commercial Showerhead Replacement_2_00 GPM_Hospitality_ Electric Water Heating_Direct Install | On-site Savings, Costs, and Benefits
Electric | Water Heat GT 55 Gal | Commercial Showerhead Replacement_2_00 GPM_Hospitality_ Electric Water Heating_Direct Install | On-site Savings, Costs, and Benefits
Electric | Water Heat LE 55 Gal | Commercial Showerhead Replacement_1_8 GPM_Hospitality_ Electric Water Heating_Direct Install | On-site Savings, Costs, and Benefits
Electric | Water Heat GT 55 Gal | Commercial Showerhead Replacement_1_8 GPM_Hospitality_ Electric Water Heating_Direct Install | On-site Savings, Costs, and Benefits
Electric | Water Heat LE 55 Gal | Commercial Showerhead Replacement_1_50 GPM_Hospitality_ Electric Water Heating_Direct Install | On-site Savings, Costs, and Benefits
Electric | Water Heat GT 55 Gal | Commercial Showerhead Replacement_1_50 GPM_Hospitality_ Electric Water Heating_Direct Install | On-site Savings, Costs, and Benefits
Electric | Water Heat LE 55 Gal | Commercial Showerhead Replacement_2_00 GPM_Hospitality_ Electric Water Heating_Mail-by-Request | On-site Savings, Costs, and Benefits
Electric | Water Heat GT 55 Gal | Commercial Showerhead Replacement_2_00 GPM_Hospitality_ Electric Water Heating_Mail-by-Request | On-site Savings, Costs, and Benefits
Electric | Water Heat LE 55 Gal | Commercial Showerhead Replacement_1_8 GPM_Hospitality_ Electric Water Heating_Mail-by-Request | On-site Savings, Costs, and Benefits
Electric | Water Heat GT 55 Gal | Commercial Showerhead Replacement_1_8 GPM_Hospitality_ Electric Water Heating_Mail-by-Request | On-site Savings, Costs, and Benefits
Electric | Water Heat LE 55 Gal | Commercial Showerhead Replacement_1_50 GPM_Hospitality_ Electric Water Heating_Mail-by-Request | On-site Savings, Costs, and Benefits
Electric | Water Heat GT 55 Gal | Commercial Showerhead Replacement_1_50 GPM_Hospitality_ Electric Water Heating_Mail-by-Request | On-site Savings, Costs, and Benefits
Electric | Water Heat LE 55 Gal | Commercial Showerhead Replacement_2_00 GPM_Health Care_ Electric Water Heating_Wholesale | On-site Savings, Costs, and Benefits
Electric | Water Heat GT 55 Gal | Commercial Showerhead Replacement_2_00 GPM_Health Care_ Electric Water Heating_Wholesale | On-site Savings, Costs, and Benefits
Electric | Water Heat LE 55 Gal | Commercial Showerhead Replacement_1_8 GPM_Health Care_ Electric Water Heating_Wholesale | On-site Savings, Costs, and Benefits
Electric | Water Heat GT 55 Gal | Commercial Showerhead Replacement_1_8 GPM_Health Care_ Electric Water Heating_Wholesale | On-site Savings, Costs, and Benefits
Electric | Water Heat LE 55 Gal | Commercial Showerhead Replacement_1_50 GPM_Health Care_ Electric Water Heating_Wholesale | On-site Savings, Costs, and Benefits
Electric | Water Heat GT 55 Gal | Commercial Showerhead Replacement_1_50 GPM_Health Care_ Electric Water Heating_Wholesale | On-site Savings, Costs, and Benefits
Electric | Water Heat LE 55 Gal | Commercial Showerhead Replacement_2_00 GPM_Health Care_ Electric Water Heating_Direct Install | On-site Savings, Costs, and Benefits
Electric | Water Heat GT 55 Gal | Commercial Showerhead Replacement_2_00 GPM_Health Care_ Electric Water Heating_Direct Install | On-site Savings, Costs, and Benefits
Electric | Water Heat LE 55 Gal | Commercial Showerhead Replacement_1_8 GPM_Health Care_ Electric Water Heating_Direct Install | On-site Savings, Costs, and Benefits
Electric | Water Heat GT 55 Gal | Commercial Showerhead Replacement_1_8 GPM_Health Care_ Electric Water Heating_Direct Install | On-site Savings, Costs, and Benefits
Electric | Water Heat LE 55 Gal | Commercial Showerhead Replacement_1_50 GPM_Health Care_ Electric Water Heating_Direct Install | On-site Savings, Costs, and Benefits
Electric | Water Heat GT 55 Gal | Commercial Showerhead Replacement_1_50 GPM_Health Care_ Electric Water Heating_Direct Install | On-site Savings, Costs, and Benefits
Electric | Water Heat LE 55 Gal | Commercial Showerhead Replacement_2_00 GPM_Health Care_ Electric Water Heating_Mail-by-Request | On-site Savings, Costs, and Benefits
Electric | Water Heat GT 55 Gal | Commercial Showerhead Replacement_2_00 GPM_Health Care_ Electric Water Heating_Mail-by-Request | On-site Savings, Costs, and Benefits
Electric | Water Heat LE 55 Gal | Commercial Showerhead Replacement_1_8 GPM_Health Care_ Electric Water Heating_Mail-by-Request | On-site Savings, Costs, and Benefits
Electric | Water Heat GT 55 Gal | Commercial Showerhead Replacement_1_8 GPM_Health Care_ Electric Water Heating_Mail-by-Request | On-site Savings, Costs, and Benefits
Electric | Water Heat LE 55 Gal | Commercial Showerhead Replacement_1_50 GPM_Health Care_ Electric Water Heating_Mail-by-Request | On-site Savings, Costs, and Benefits
Electric | Water Heat GT 55 Gal | Commercial Showerhead Replacement_1_50 GPM_Health Care_ Electric Water Heating_Mail-by-Request | On-site Savings, Costs, and Benefits
Electric | Water Heat LE 55 Gal | Commercial Showerhead Replacement_2_00 GPM_Commercial - Employee Shower_ Electric Water Heating_Wholesale | On-site Savings, Costs, and Benefits
Electric | Water Heat GT 55 Gal | Commercial Showerhead Replacement_2_00 GPM_Commercial - Employee Shower_ Electric Water Heating_Wholesale | On-site Savings, Costs, and Benefits
Electric | Water Heat LE 55 Gal | Commercial Showerhead Replacement_1_8 GPM_Commercial - Employee Shower_ Electric Water Heating_Wholesale | On-site Savings, Costs, and Benefits
Electric | Water Heat GT 55 Gal | Commercial Showerhead Replacement_1_8 GPM_Commercial - Employee Shower_ Electric Water Heating_Wholesale | On-site Savings, Costs, and Benefits
Electric | Water Heat LE 55 Gal | Commercial Showerhead Replacement_1_50 GPM_Commercial - Employee Shower_ Electric Water Heating_Wholesale | On-site Savings, Costs, and Benefits
Electric | Water Heat GT 55 Gal | Commercial Showerhead Replacement_1_50 GPM_Commercial - Employee Shower_ Electric Water Heating_Wholesale | On-site Savings, Costs, and Benefits
Electric | Water Heat LE 55 Gal | Commercial Showerhead Replacement_2_00 GPM_Commercial - Employee Shower_ Electric Water Heating_Direct Install | On-site Savings, Costs, and Benefits
Electric | Water Heat GT 55 Gal | Commercial Showerhead Replacement_2_00 GPM_Commercial - Employee Shower_ Electric Water Heating_Direct Install | On-site Savings, Costs, and Benefits
Electric | Water Heat LE 55 Gal | Commercial Showerhead Replacement_1_8 GPM_Commercial - Employee Shower_ Electric Water Heating_Direct Install | On-site Savings, Costs, and Benefits
Electric | Water Heat GT 55 Gal | Commercial Showerhead Replacement_1_8 GPM_Commercial - Employee Shower_ Electric Water Heating_Direct Install | On-site Savings, Costs, and Benefits
Electric | Water Heat LE 55 Gal | Commercial Showerhead Replacement_1_50 GPM_Commercial - Employee Shower_ Electric Water Heating_Direct Install | On-site Savings, Costs, and Benefits
Electric | Water Heat GT 55 Gal | Commercial Showerhead Replacement_1_50 GPM_Commercial - Employee Shower_ Electric Water Heating_Direct Install | On-site Savings, Costs, and Benefits
Electric | Water Heat LE 55 Gal | Commercial Showerhead Replacement_2_00 GPM_Commercial - Employee Shower_ Electric Water Heating_Mail-by-Request | On-site Savings, Costs, and Benefits
Electric | Water Heat GT 55 Gal | Commercial Showerhead Replacement_2_00 GPM_Commercial - Employee Shower_ Electric Water Heating_Mail-by-Request | On-site Savings, Costs, and Benefits
Electric | Water Heat LE 55 Gal | Commercial Showerhead Replacement_1_8 GPM_Commercial - Employee Shower_ Electric Water Heating_Mail-by-Request | On-site Savings, Costs, and Benefits
Electric | Water Heat GT 55 Gal | Commercial Showerhead Replacement_1_8 GPM_Commercial - Employee Shower_ Electric Water Heating_Mail-by-Request | On-site Savings, Costs, and Benefits
Electric | Water Heat LE 55 Gal | Commercial Showerhead Replacement_1_50 GPM_Commercial - Employee Shower_ Electric Water Heating_Mail-by-Request | On-site Savings, Costs, and Benefits
Electric | Water Heat GT 55 Gal | Commercial Showerhead Replacement_1_50 GPM_Commercial - Employee Shower_ Electric Water Heating_Mail-by-Request | On-site Savings, Costs, and Benefits
Electric | Water Heat LE 55 Gal | Commercial Showerhead Replacement_2_00 GPM_School_ Electric Water Heating_Wholesale | On-site Savings, Costs, and Benefits
Electric | Water Heat GT 55 Gal | Commercial Showerhead Replacement_2_00 GPM_School_ Electric Water Heating_Wholesale | On-site Savings, Costs, and Benefits
Electric | Water Heat LE 55 Gal | Commercial Showerhead Replacement_1_8 GPM_School_ Electric Water Heating_Wholesale | On-site Savings, Costs, and Benefits
Electric | Water Heat GT 55 Gal | Commercial Showerhead Replacement_1_8 GPM_School_ Electric Water Heating_Wholesale | On-site Savings, Costs, and Benefits
Electric | Water Heat LE 55 Gal | Commercial Showerhead Replacement_1_50 GPM_School_ Electric Water Heating_Wholesale | On-site Savings, Costs, and Benefits
Electric | Water Heat GT 55 Gal | Commercial Showerhead Replacement_1_50 GPM_School_ Electric Water Heating_Wholesale | On-site Savings, Costs, and Benefits
Electric | Water Heat LE 55 Gal | Commercial Showerhead Replacement_2_00 GPM_School_ Electric Water Heating_Direct Install | On-site Savings, Costs, and Benefits
Electric | Water Heat GT 55 Gal | Commercial Showerhead Replacement_2_00 GPM_School_ Electric Water Heating_Direct Install | On-site Savings, Costs, and Benefits
Electric | Water Heat LE 55 Gal | Commercial Showerhead Replacement_1_8 GPM_School_ Electric Water Heating_Direct Install | On-site Savings, Costs, and Benefits
Electric | Water Heat GT 55 Gal | Commercial Showerhead Replacement_1_8 GPM_School_ Electric Water Heating_Direct Install | On-site Savings, Costs, and Benefits
Electric | Water Heat LE 55 Gal | Commercial Showerhead Replacement_1_50 GPM_School_ Electric Water Heating_Direct Install | On-site Savings, Costs, and Benefits
Electric | Water Heat GT 55 Gal | Commercial Showerhead Replacement_1_50 GPM_School_ Electric Water Heating_Direct Install | On-site Savings, Costs, and Benefits
Electric | Water Heat LE 55 Gal | Commercial Showerhead Replacement_2_00 GPM_School_ Electric Water Heating_Mail-by-Request | On-site Savings, Costs, and Benefits
Electric | Water Heat GT 55 Gal | Commercial Showerhead Replacement_2_00 GPM_School_ Electric Water Heating_Mail-by-Request | On-site Savings, Costs, and Benefits
Electric | Water Heat LE 55 Gal | Commercial Showerhead Replacement_1_8 GPM_School_ Electric Water Heating_Mail-by-Request | On-site Savings, Costs, and Benefits
Electric | Water Heat GT 55 Gal | Commercial Showerhead Replacement_1_8 GPM_School_ Electric Water Heating_Mail-by-Request | On-site Savings, Costs, and Benefits
Electric | Water Heat LE 55 Gal | Commercial Showerhead Replacement_1_50 GPM_School_ Electric Water Heating_Mail-by-Request | On-site Savings, Costs, and Benefits
Electric | Water Heat GT 55 Gal | Commercial Showerhead Replacement_1_50 GPM_School_ Electric Water Heating_Mail-by-Request | On-site Savings, Costs, and Benefits
Electric | Water Heat LE 55 Gal | Commercial Showerhead Replacement_2_00 GPM_Fitness Center_ Electric Water Heating_Wholesale | On-site Savings, Costs, and Benefits
Electric | Water Heat GT 55 Gal | Commercial Showerhead Replacement_2_00 GPM_Fitness Center_ Electric Water Heating_Wholesale | On-site Savings, Costs, and Benefits
Electric | Water Heat LE 55 Gal | Commercial Showerhead Replacement_1_8 GPM_Fitness Center_ Electric Water Heating_Wholesale | On-site Savings, Costs, and Benefits
Electric | Water Heat GT 55 Gal | Commercial Showerhead Replacement_1_8 GPM_Fitness Center_ Electric Water Heating_Wholesale | On-site Savings, Costs, and Benefits
Electric | Water Heat LE 55 Gal | Commercial Showerhead Replacement_1_50 GPM_Fitness Center_ Electric Water Heating_Wholesale | On-site Savings, Costs, and Benefits
Electric | Water Heat GT 55 Gal | Commercial Showerhead Replacement_1_50 GPM_Fitness Center_ Electric Water Heating_Wholesale | On-site Savings, Costs, and Benefits
Electric | Water Heat LE 55 Gal | Commercial Showerhead Replacement_2_00 GPM_Fitness Center_ Electric Water Heating_Direct Install | On-site Savings, Costs, and Benefits
Electric | Water Heat GT 55 Gal | Commercial Showerhead Replacement_2_00 GPM_Fitness Center_ Electric Water Heating_Direct Install | On-site Savings, Costs, and Benefits
Electric | Water Heat LE 55 Gal | Commercial Showerhead Replacement_1_8 GPM_Fitness Center_ Electric Water Heating_Direct Install | On-site Savings, Costs, and Benefits
Electric | Water Heat GT 55 Gal | Commercial Showerhead Replacement_1_8 GPM_Fitness Center_ Electric Water Heating_Direct Install | On-site Savings, Costs, and Benefits
Electric | Water Heat LE 55 Gal | Commercial Showerhead Replacement_1_50 GPM_Fitness Center_ Electric Water Heating_Direct Install | On-site Savings, Costs, and Benefits
Electric | Water Heat GT 55 Gal | Commercial Showerhead Replacement_1_50 GPM_Fitness Center_ Electric Water Heating_Direct Install | On-site Savings, Costs, and Benefits
Electric | Water Heat LE 55 Gal | Commercial Showerhead Replacement_2_00 GPM_Fitness Center_ Electric Water Heating_Mail-by-Request | On-site Savings, Costs, and Benefits
Electric | Water Heat GT 55 Gal | Commercial Showerhead Replacement_2_00 GPM_Fitness Center_ Electric Water Heating_Mail-by-Request | On-site Savings, Costs, and Benefits
Electric | Water Heat LE 55 Gal | Commercial Showerhead Replacement_1_8 GPM_Fitness Center_ Electric Water Heating_Mail-by-Request | On-site Savings, Costs, and Benefits
Electric | Water Heat GT 55 Gal | Commercial Showerhead Replacement_1_8 GPM_Fitness Center_ Electric Water Heating_Mail-by-Request | On-site Savings, Costs, and Benefits
Electric | Water Heat LE 55 Gal | Commercial Showerhead Replacement_1_50 GPM_Fitness Center_ Electric Water Heating_Mail-by-Request | On-site Savings, Costs, and Benefits
Electric | Water Heat GT 55 Gal | Commercial Showerhead Replacement_1_50 GPM_Fitness Center_ Electric Water Heating_Mail-by-Request | On-site Savings, Costs, and Benefits
Electric | Waste Water | Commercial Showerhead Replacement_2_00 GPM_Hospitality_ Electric Water Heating_Wholesale | Embedded Water Energy
Electric | Waste Water | Commercial Showerhead Replacement_2_00 GPM_Hospitality_ Gas Water Heating_Wholesale | Embedded Water Energy
Electric | Waste Water | Commercial Showerhead Replacement_1_8 GPM_Hospitality_ Electric Water Heating_Wholesale | Embedded Water Energy
Electric | Waste Water | Commercial Showerhead Replacement_1_8 GPM_Hospitality_ Gas Water Heating_Wholesale | Embedded Water Energy
Electric | Waste Water | Commercial Showerhead Replacement_1_50 GPM_Hospitality_ Electric Water Heating_Wholesale | Embedded Water Energy
Electric | Waste Water | Commercial Showerhead Replacement_1_50 GPM_Hospitality_ Gas Water Heating_Wholesale | Embedded Water Energy
Electric | Waste Water | Commercial Showerhead Replacement_2_00 GPM_Hospitality_ Electric Water Heating_Direct Install | Embedded Water Energy
Electric | Waste Water | Commercial Showerhead Replacement_2_00 GPM_Hospitality_ Gas Water Heating_Direct Install | Embedded Water Energy
Electric | Waste Water | Commercial Showerhead Replacement_1_8 GPM_Hospitality_ Electric Water Heating_Direct Install | Embedded Water Energy
Electric | Waste Water | Commercial Showerhead Replacement_1_8 GPM_Hospitality_ Gas Water Heating_Direct Install | Embedded Water Energy
Electric | Waste Water | Commercial Showerhead Replacement_1_50 GPM_Hospitality_ Electric Water Heating_Direct Install | Embedded Water Energy
Electric | Waste Water | Commercial Showerhead Replacement_1_50 GPM_Hospitality_ Gas Water Heating_Direct Install | Embedded Water Energy
Electric | Waste Water | Commercial Showerhead Replacement_2_00 GPM_Hospitality_ Electric Water Heating_Mail-by-Request | Embedded Water Energy
Electric | Waste Water | Commercial Showerhead Replacement_2_00 GPM_Hospitality_ Gas Water Heating_Mail-by-Request | Embedded Water Energy
Electric | Waste Water | Commercial Showerhead Replacement_1_8 GPM_Hospitality_ Electric Water Heating_Mail-by-Request | Embedded Water Energy
Electric | Waste Water | Commercial Showerhead Replacement_1_8 GPM_Hospitality_ Gas Water Heating_Mail-by-Request | Embedded Water Energy
Electric | Waste Water | Commercial Showerhead Replacement_1_50 GPM_Hospitality_ Electric Water Heating_Mail-by-Request | Embedded Water Energy
Electric | Waste Water | Commercial Showerhead Replacement_1_50 GPM_Hospitality_ Gas Water Heating_Mail-by-Request | Embedded Water Energy
Electric | Waste Water | Commercial Showerhead Replacement_2_00 GPM_Health Care_ Electric Water Heating_Wholesale | Embedded Water Energy
Electric | Waste Water | Commercial Showerhead Replacement_2_00 GPM_Health Care_ Gas Water Heating_Wholesale | Embedded Water Energy
Electric | Waste Water | Commercial Showerhead Replacement_1_8 GPM_Health Care_ Electric Water Heating_Wholesale | Embedded Water Energy
Electric | Waste Water | Commercial Showerhead Replacement_1_8 GPM_Health Care_ Gas Water Heating_Wholesale | Embedded Water Energy
Electric | Waste Water | Commercial Showerhead Replacement_1_50 GPM_Health Care_ Electric Water Heating_Wholesale | Embedded Water Energy
Electric | Waste Water | Commercial Showerhead Replacement_1_50 GPM_Health Care_ Gas Water Heating_Wholesale | Embedded Water Energy
Electric | Waste Water | Commercial Showerhead Replacement_2_00 GPM_Health Care_ Electric Water Heating_Direct Install | Embedded Water Energy
Electric | Waste Water | Commercial Showerhead Replacement_2_00 GPM_Health Care_ Gas Water Heating_Direct Install | Embedded Water Energy
Electric | Waste Water | Commercial Showerhead Replacement_1_8 GPM_Health Care_ Electric Water Heating_Direct Install | Embedded Water Energy
Electric | Waste Water | Commercial Showerhead Replacement_1_8 GPM_Health Care_ Gas Water Heating_Direct Install | Embedded Water Energy
Electric | Waste Water | Commercial Showerhead Replacement_1_50 GPM_Health Care_ Electric Water Heating_Direct Install | Embedded Water Energy
Electric | Waste Water | Commercial Showerhead Replacement_1_50 GPM_Health Care_ Gas Water Heating_Direct Install | Embedded Water Energy
Electric | Waste Water | Commercial Showerhead Replacement_2_00 GPM_Health Care_ Electric Water Heating_Mail-by-Request | Embedded Water Energy
Electric | Waste Water | Commercial Showerhead Replacement_2_00 GPM_Health Care_ Gas Water Heating_Mail-by-Request | Embedded Water Energy
Electric | Waste Water | Commercial Showerhead Replacement_1_8 GPM_Health Care_ Electric Water Heating_Mail-by-Request | Embedded Water Energy
Electric | Waste Water | Commercial Showerhead Replacement_1_8 GPM_Health Care_ Gas Water Heating_Mail-by-Request | Embedded Water Energy
Electric | Waste Water | Commercial Showerhead Replacement_1_50 GPM_Health Care_ Electric Water Heating_Mail-by-Request | Embedded Water Energy
Electric | Waste Water | Commercial Showerhead Replacement_1_50 GPM_Health Care_ Gas Water Heating_Mail-by-Request | Embedded Water Energy
Electric | Waste Water | Commercial Showerhead Replacement_2_00 GPM_Commercial - Employee Shower_ Electric Water Heating_Wholesale | Embedded Water Energy
Electric | Waste Water | Commercial Showerhead Replacement_2_00 GPM_Commercial - Employee Shower_ Gas Water Heating_Wholesale | Embedded Water Energy
Electric | Waste Water | Commercial Showerhead Replacement_1_8 GPM_Commercial - Employee Shower_ Electric Water Heating_Wholesale | Embedded Water Energy
Electric | Waste Water | Commercial Showerhead Replacement_1_8 GPM_Commercial - Employee Shower_ Gas Water Heating_Wholesale | Embedded Water Energy
Electric | Waste Water | Commercial Showerhead Replacement_1_50 GPM_Commercial - Employee Shower_ Electric Water Heating_Wholesale | Embedded Water Energy
Electric | Waste Water | Commercial Showerhead Replacement_1_50 GPM_Commercial - Employee Shower_ Gas Water Heating_Wholesale | Embedded Water Energy
Electric | Waste Water | Commercial Showerhead Replacement_2_00 GPM_Commercial - Employee Shower_ Electric Water Heating_Direct Install | Embedded Water Energy
Electric | Waste Water | Commercial Showerhead Replacement_2_00 GPM_Commercial - Employee Shower_ Gas Water Heating_Direct Install | Embedded Water Energy
Electric | Waste Water | Commercial Showerhead Replacement_1_8 GPM_Commercial - Employee Shower_ Electric Water Heating_Direct Install | Embedded Water Energy
Electric | Waste Water | Commercial Showerhead Replacement_1_8 GPM_Commercial - Employee Shower_ Gas Water Heating_Direct Install | Embedded Water Energy
Electric | Waste Water | Commercial Showerhead Replacement_1_50 GPM_Commercial - Employee Shower_ Electric Water Heating_Direct Install | Embedded Water Energy
Electric | Waste Water | Commercial Showerhead Replacement_1_50 GPM_Commercial - Employee Shower_ Gas Water Heating_Direct Install | Embedded Water Energy
Electric | Waste Water | Commercial Showerhead Replacement_2_00 GPM_Commercial - Employee Shower_ Electric Water Heating_Mail-by-Request | Embedded Water Energy
Electric | Waste Water | Commercial Showerhead Replacement_2_00 GPM_Commercial - Employee Shower_ Gas Water Heating_Mail-by-Request | Embedded Water Energy
Electric | Waste Water | Commercial Showerhead Replacement_1_8 GPM_Commercial - Employee Shower_ Electric Water Heating_Mail-by-Request | Embedded Water Energy
Electric | Waste Water | Commercial Showerhead Replacement_1_8 GPM_Commercial - Employee Shower_ Gas Water Heating_Mail-by-Request | Embedded Water Energy
Electric | Waste Water | Commercial Showerhead Replacement_1_50 GPM_Commercial - Employee Shower_ Electric Water Heating_Mail-by-Request | Embedded Water Energy
Electric | Waste Water | Commercial Showerhead Replacement_1_50 GPM_Commercial - Employee Shower_ Gas Water Heating_Mail-by-Request | Embedded Water Energy
Electric | Waste Water | Commercial Showerhead Replacement_2_00 GPM_School_ Electric Water Heating_Wholesale | Embedded Water Energy
Electric | Waste Water | Commercial Showerhead Replacement_2_00 GPM_School_ Gas Water Heating_Wholesale | Embedded Water Energy
Electric | Waste Water | Commercial Showerhead Replacement_1_8 GPM_School_ Electric Water Heating_Wholesale | Embedded Water Energy
Electric | Waste Water | Commercial Showerhead Replacement_1_8 GPM_School_ Gas Water Heating_Wholesale | Embedded Water Energy
Electric | Waste Water | Commercial Showerhead Replacement_1_50 GPM_School_ Electric Water Heating_Wholesale | Embedded Water Energy
Electric | Waste Water | Commercial Showerhead Replacement_1_50 GPM_School_ Gas Water Heating_Wholesale | Embedded Water Energy
Electric | Waste Water | Commercial Showerhead Replacement_2_00 GPM_School_ Electric Water Heating_Direct Install | Embedded Water Energy
Electric | Waste Water | Commercial Showerhead Replacement_2_00 GPM_School_ Gas Water Heating_Direct Install | Embedded Water Energy
Electric | Waste Water | Commercial Showerhead Replacement_1_8 GPM_School_ Electric Water Heating_Direct Install | Embedded Water Energy
Electric | Waste Water | Commercial Showerhead Replacement_1_8 GPM_School_ Gas Water Heating_Direct Install | Embedded Water Energy
Electric | Waste Water | Commercial Showerhead Replacement_1_50 GPM_School_ Electric Water Heating_Direct Install | Embedded Water Energy
Electric | Waste Water | Commercial Showerhead Replacement_1_50 GPM_School_ Gas Water Heating_Direct Install | Embedded Water Energy
Electric | Waste Water | Commercial Showerhead Replacement_2_00 GPM_School_ Electric Water Heating_Mail-by-Request | Embedded Water Energy
Electric | Waste Water | Commercial Showerhead Replacement_2_00 GPM_School_ Gas Water Heating_Mail-by-Request | Embedded Water Energy
Electric | Waste Water | Commercial Showerhead Replacement_1_8 GPM_School_ Electric Water Heating_Mail-by-Request | Embedded Water Energy
Electric | Waste Water | Commercial Showerhead Replacement_1_8 GPM_School_ Gas Water Heating_Mail-by-Request | Embedded Water Energy
Electric | Waste Water | Commercial Showerhead Replacement_1_50 GPM_School_ Electric Water Heating_Mail-by-Request | Embedded Water Energy
Electric | Waste Water | Commercial Showerhead Replacement_1_50 GPM_School_ Gas Water Heating_Mail-by-Request | Embedded Water Energy
Electric | Waste Water | Commercial Showerhead Replacement_2_00 GPM_Fitness Center_ Electric Water Heating_Wholesale | Embedded Water Energy
Electric | Waste Water | Commercial Showerhead Replacement_2_00 GPM_Fitness Center_ Gas Water Heating_Wholesale | Embedded Water Energy
Electric | Waste Water | Commercial Showerhead Replacement_1_8 GPM_Fitness Center_ Electric Water Heating_Wholesale | Embedded Water Energy
Electric | Waste Water | Commercial Showerhead Replacement_1_8 GPM_Fitness Center_ Gas Water Heating_Wholesale | Embedded Water Energy
Electric | Waste Water | Commercial Showerhead Replacement_1_50 GPM_Fitness Center_ Electric Water Heating_Wholesale | Embedded Water Energy
Electric | Waste Water | Commercial Showerhead Replacement_1_50 GPM_Fitness Center_ Gas Water Heating_Wholesale | Embedded Water Energy
Electric | Waste Water | Commercial Showerhead Replacement_2_00 GPM_Fitness Center_ Electric Water Heating_Direct Install | Embedded Water Energy
Electric | Waste Water | Commercial Showerhead Replacement_2_00 GPM_Fitness Center_ Gas Water Heating_Direct Install | Embedded Water Energy
Electric | Waste Water | Commercial Showerhead Replacement_1_8 GPM_Fitness Center_ Electric Water Heating_Direct Install | Embedded Water Energy
Electric | Waste Water | Commercial Showerhead Replacement_1_8 GPM_Fitness Center_ Gas Water Heating_Direct Install | Embedded Water Energy
Electric | Waste Water | Commercial Showerhead Replacement_1_50 GPM_Fitness Center_ Electric Water Heating_Direct Install | Embedded Water Energy
Electric | Waste Water | Commercial Showerhead Replacement_1_50 GPM_Fitness Center_ Gas Water Heating_Direct Install | Embedded Water Energy
Electric | Waste Water | Commercial Showerhead Replacement_2_00 GPM_Fitness Center_ Electric Water Heating_Mail-by-Request | Embedded Water Energy
Electric | Waste Water | Commercial Showerhead Replacement_2_00 GPM_Fitness Center_ Gas Water Heating_Mail-by-Request | Embedded Water Energy
Electric | Waste Water | Commercial Showerhead Replacement_1_8 GPM_Fitness Center_ Electric Water Heating_Mail-by-Request | Embedded Water Energy
Electric | Waste Water | Commercial Showerhead Replacement_1_8 GPM_Fitness Center_ Gas Water Heating_Mail-by-Request | Embedded Water Energy
Electric | Waste Water | Commercial Showerhead Replacement_1_50 GPM_Fitness Center_ Electric Water Heating_Mail-by-Request | Embedded Water Energy
Electric | Waste Water | Commercial Showerhead Replacement_1_50 GPM_Fitness Center_ Gas Water Heating_Mail-by-Request | Embedded Water Energy
Electric | Heat Pump | VHE-DOAS-NR-Large Off | Heat Pump
Electric | Heat Pump | VHE-DOAS-NR-Medium Off | Heat Pump
Electric | Heat Pump | VHE-DOAS-NR-Small Off | Heat Pump
Electric | Heat Pump | VHE-DOAS-NR-Xlarge Ret | Heat Pump
Electric | Heat Pump | VHE-DOAS-NR-Large Ret | Heat Pump
Electric | Heat Pump | VHE-DOAS-NR-Medium Ret | Heat Pump
Electric | Heat Pump | VHE-DOAS-NR-Small Ret | Heat Pump
Electric | Heat Pump | VHE-DOAS-NR-School K-12 | Heat Pump
Electric | Heat Pump | VHE-DOAS-NR-University | Heat Pump
Electric | Heat Pump | VHE-DOAS-NR-Warehouse | Heat Pump
Electric | Heat Pump | VHE-DOAS-NR-Supermarket | Heat Pump
Electric | Heat Pump | VHE-DOAS-NR-MiniMart | Heat Pump
Electric | Heat Pump | VHE-DOAS-NR-Restaurant | Heat Pump
Electric | Heat Pump | VHE-DOAS-NR-Lodging | Heat Pump
Electric | Heat Pump | VHE-DOAS-NR-Hospital | Heat Pump
Electric | Heat Pump | VHE-DOAS-NR-Residential Care | Heat Pump
Electric | Heat Pump | VHE-DOAS-NR-Assembly | Heat Pump
Electric | Heat Pump | VHE-DOAS-NR-Other | Heat Pump
Electric | Heat Pump | VHE-DOAS-New-Large Off | Heat Pump
Electric | Heat Pump | VHE-DOAS-New-Medium Off | Heat Pump
Electric | Heat Pump | VHE-DOAS-New-Small Off | Heat Pump
Electric | Heat Pump | VHE-DOAS-New-Xlarge Ret | Heat Pump
Electric | Heat Pump | VHE-DOAS-New-Large Ret | Heat Pump
Electric | Heat Pump | VHE-DOAS-New-Medium Ret | Heat Pump
Electric | Heat Pump | VHE-DOAS-New-Small Ret | Heat Pump
Electric | Heat Pump | VHE-DOAS-New-School K-12 | Heat Pump
Electric | Heat Pump | VHE-DOAS-New-University | Heat Pump
Electric | Heat Pump | VHE-DOAS-New-Warehouse | Heat Pump
Electric | Heat Pump | VHE-DOAS-New-Supermarket | Heat Pump
Electric | Heat Pump | VHE-DOAS-New-MiniMart | Heat Pump
Electric | Heat Pump | VHE-DOAS-New-Restaurant | Heat Pump
Electric | Heat Pump | VHE-DOAS-New-Lodging | Heat Pump
Electric | Heat Pump | VHE-DOAS-New-Hospital | Heat Pump
Electric | Heat Pump | VHE-DOAS-New-Residential Care | Heat Pump
Electric | Heat Pump | VHE-DOAS-New-Assembly | Heat Pump
Electric | Heat Pump | VHE-DOAS-New-Other | Heat Pump
Electric | Ventilation and Circulation | VHE-DOAS-NR-Large Off | Ventilation and Circulation
Electric | Ventilation and Circulation | VHE-DOAS-NR-Medium Off | Ventilation and Circulation
Electric | Ventilation and Circulation | VHE-DOAS-NR-Small Off | Ventilation and Circulation
Electric | Ventilation and Circulation | VHE-DOAS-NR-Xlarge Ret | Ventilation and Circulation
Electric | Ventilation and Circulation | VHE-DOAS-NR-Large Ret | Ventilation and Circulation
Electric | Ventilation and Circulation | VHE-DOAS-NR-Medium Ret | Ventilation and Circulation
Electric | Ventilation and Circulation | VHE-DOAS-NR-Small Ret | Ventilation and Circulation
Electric | Ventilation and Circulation | VHE-DOAS-NR-School K-12 | Ventilation and Circulation
Electric | Ventilation and Circulation | VHE-DOAS-NR-University | Ventilation and Circulation
Electric | Ventilation and Circulation | VHE-DOAS-NR-Warehouse | Ventilation and Circulation
Electric | Ventilation and Circulation | VHE-DOAS-NR-Supermarket | Ventilation and Circulation
Electric | Ventilation and Circulation | VHE-DOAS-NR-MiniMart | Ventilation and Circulation
Electric | Ventilation and Circulation | VHE-DOAS-NR-Restaurant | Ventilation and Circulation
Electric | Ventilation and Circulation | VHE-DOAS-NR-Lodging | Ventilation and Circulation
Electric | Ventilation and Circulation | VHE-DOAS-NR-Hospital | Ventilation and Circulation
Electric | Ventilation and Circulation | VHE-DOAS-NR-Residential Care | Ventilation and Circulation
Electric | Ventilation and Circulation | VHE-DOAS-NR-Assembly | Ventilation and Circulation
Electric | Ventilation and Circulation | VHE-DOAS-NR-Other | Ventilation and Circulation
Electric | Ventilation and Circulation | VHE-DOAS-New-Large Off | Ventilation and Circulation
Electric | Ventilation and Circulation | VHE-DOAS-New-Medium Off | Ventilation and Circulation
Electric | Ventilation and Circulation | VHE-DOAS-New-Small Off | Ventilation and Circulation
Electric | Ventilation and Circulation | VHE-DOAS-New-Xlarge Ret | Ventilation and Circulation
Electric | Ventilation and Circulation | VHE-DOAS-New-Large Ret | Ventilation and Circulation
Electric | Ventilation and Circulation | VHE-DOAS-New-Medium Ret | Ventilation and Circulation
Electric | Ventilation and Circulation | VHE-DOAS-New-Small Ret | Ventilation and Circulation
Electric | Ventilation and Circulation | VHE-DOAS-New-School K-12 | Ventilation and Circulation
Electric | Ventilation and Circulation | VHE-DOAS-New-University | Ventilation and Circulation
Electric | Ventilation and Circulation | VHE-DOAS-New-Warehouse | Ventilation and Circulation
Electric | Ventilation and Circulation | VHE-DOAS-New-Supermarket | Ventilation and Circulation
Electric | Ventilation and Circulation | VHE-DOAS-New-MiniMart | Ventilation and Circulation
Electric | Ventilation and Circulation | VHE-DOAS-New-Restaurant | Ventilation and Circulation
Electric | Ventilation and Circulation | VHE-DOAS-New-Lodging | Ventilation and Circulation
Electric | Ventilation and Circulation | VHE-DOAS-New-Hospital | Ventilation and Circulation
Electric | Ventilation and Circulation | VHE-DOAS-New-Residential Care | Ventilation and Circulation
Electric | Ventilation and Circulation | VHE-DOAS-New-Assembly | Ventilation and Circulation
Electric | Ventilation and Circulation | VHE-DOAS-New-Other | Ventilation and Circulation
Electric | Heat Pump | VRF-DOAS-NR-Large Off | Heat Pump
Electric | Heat Pump | VRF-DOAS-NR-Medium Off | Heat Pump
Electric | Heat Pump | VRF-DOAS-NR-Small Off | Heat Pump
Electric | Heat Pump | VRF-DOAS-NR-Xlarge Ret | Heat Pump
Electric | Heat Pump | VRF-DOAS-NR-Large Ret | Heat Pump
Electric | Heat Pump | VRF-DOAS-NR-Medium Ret | Heat Pump
Electric | Heat Pump | VRF-DOAS-NR-Small Ret | Heat Pump
Electric | Heat Pump | VRF-DOAS-NR-School K-12 | Heat Pump
Electric | Heat Pump | VRF-DOAS-NR-University | Heat Pump
Electric | Heat Pump | VRF-DOAS-NR-Warehouse | Heat Pump
Electric | Heat Pump | VRF-DOAS-NR-Supermarket | Heat Pump
Electric | Heat Pump | VRF-DOAS-NR-MiniMart | Heat Pump
Electric | Heat Pump | VRF-DOAS-NR-Restaurant | Heat Pump
Electric | Heat Pump | VRF-DOAS-NR-Lodging | Heat Pump
Electric | Heat Pump | VRF-DOAS-NR-Hospital | Heat Pump
Electric | Heat Pump | VRF-DOAS-NR-Residential Care | Heat Pump
Electric | Heat Pump | VRF-DOAS-NR-Assembly | Heat Pump
Electric | Heat Pump | VRF-DOAS-NR-Other | Heat Pump
Electric | Heat Pump | VRF-DOAS-New-Large Off | Heat Pump
Electric | Heat Pump | VRF-DOAS-New-Medium Off | Heat Pump
Electric | Heat Pump | VRF-DOAS-New-Small Off | Heat Pump
Electric | Heat Pump | VRF-DOAS-New-Xlarge Ret | Heat Pump
Electric | Heat Pump | VRF-DOAS-New-Large Ret | Heat Pump
Electric | Heat Pump | VRF-DOAS-New-Medium Ret | Heat Pump
Electric | Heat Pump | VRF-DOAS-New-Small Ret | Heat Pump
Electric | Heat Pump | VRF-DOAS-New-School K-12 | Heat Pump
Electric | Heat Pump | VRF-DOAS-New-University | Heat Pump
Electric | Heat Pump | VRF-DOAS-New-Warehouse | Heat Pump
Electric | Heat Pump | VRF-DOAS-New-Supermarket | Heat Pump
Electric | Heat Pump | VRF-DOAS-New-MiniMart | Heat Pump
Electric | Heat Pump | VRF-DOAS-New-Restaurant | Heat Pump
Electric | Heat Pump | VRF-DOAS-New-Lodging | Heat Pump
Electric | Heat Pump | VRF-DOAS-New-Hospital | Heat Pump
Electric | Heat Pump | VRF-DOAS-New-Residential Care | Heat Pump
Electric | Heat Pump | VRF-DOAS-New-Assembly | Heat Pump
Electric | Heat Pump | VRF-DOAS-New-Other | Heat Pump
Electric | Ventilation and Circulation | VRF-DOAS-NR-Large Off | Ventilation and Circulation
Electric | Ventilation and Circulation | VRF-DOAS-NR-Medium Off | Ventilation and Circulation
Electric | Ventilation and Circulation | VRF-DOAS-NR-Small Off | Ventilation and Circulation
Electric | Ventilation and Circulation | VRF-DOAS-NR-Xlarge Ret | Ventilation and Circulation
Electric | Ventilation and Circulation | VRF-DOAS-NR-Large Ret | Ventilation and Circulation
Electric | Ventilation and Circulation | VRF-DOAS-NR-Medium Ret | Ventilation and Circulation
Electric | Ventilation and Circulation | VRF-DOAS-NR-Small Ret | Ventilation and Circulation
Electric | Ventilation and Circulation | VRF-DOAS-NR-School K-12 | Ventilation and Circulation
Electric | Ventilation and Circulation | VRF-DOAS-NR-University | Ventilation and Circulation
Electric | Ventilation and Circulation | VRF-DOAS-NR-Warehouse | Ventilation and Circulation
Electric | Ventilation and Circulation | VRF-DOAS-NR-Supermarket | Ventilation and Circulation
Electric | Ventilation and Circulation | VRF-DOAS-NR-MiniMart | Ventilation and Circulation
Electric | Ventilation and Circulation | VRF-DOAS-NR-Restaurant | Ventilation and Circulation
Electric | Ventilation and Circulation | VRF-DOAS-NR-Lodging | Ventilation and Circulation
Electric | Ventilation and Circulation | VRF-DOAS-NR-Hospital | Ventilation and Circulation
Electric | Ventilation and Circulation | VRF-DOAS-NR-Residential Care | Ventilation and Circulation
Electric | Ventilation and Circulation | VRF-DOAS-NR-Assembly | Ventilation and Circulation
Electric | Ventilation and Circulation | VRF-DOAS-NR-Other | Ventilation and Circulation
Electric | Ventilation and Circulation | VRF-DOAS-New-Large Off | Ventilation and Circulation
Electric | Ventilation and Circulation | VRF-DOAS-New-Medium Off | Ventilation and Circulation
Electric | Ventilation and Circulation | VRF-DOAS-New-Small Off | Ventilation and Circulation
Electric | Ventilation and Circulation | VRF-DOAS-New-Xlarge Ret | Ventilation and Circulation
Electric | Ventilation and Circulation | VRF-DOAS-New-Large Ret | Ventilation and Circulation
Electric | Ventilation and Circulation | VRF-DOAS-New-Medium Ret | Ventilation and Circulation
Electric | Ventilation and Circulation | VRF-DOAS-New-Small Ret | Ventilation and Circulation
Electric | Ventilation and Circulation | VRF-DOAS-New-School K-12 | Ventilation and Circulation
Electric | Ventilation and Circulation | VRF-DOAS-New-University | Ventilation and Circulation
Electric | Ventilation and Circulation | VRF-DOAS-New-Warehouse | Ventilation and Circulation
Electric | Ventilation and Circulation | VRF-DOAS-New-Supermarket | Ventilation and Circulation
Electric | Ventilation and Circulation | VRF-DOAS-New-MiniMart | Ventilation and Circulation
Electric | Ventilation and Circulation | VRF-DOAS-New-Restaurant | Ventilation and Circulation
Electric | Ventilation and Circulation | VRF-DOAS-New-Lodging | Ventilation and Circulation
Electric | Ventilation and Circulation | VRF-DOAS-New-Hospital | Ventilation and Circulation
Electric | Ventilation and Circulation | VRF-DOAS-New-Residential Care | Ventilation and Circulation
Electric | Ventilation and Circulation | VRF-DOAS-New-Assembly | Ventilation and Circulation
Electric | Ventilation and Circulation | VRF-DOAS-New-Other | Ventilation and Circulation
Gas | Space Heat - Gas Boiler | Boiler Oxygen Trim Controls | Add Oxygen Trim Controls to Boiler (TEMP-A-TRIM) | Standard Boiler Operation
Gas | Space Heat - Gas Boiler | Boiler Controls - Reset Temperature Control | Boiler Reset Controls | No Boiler Temperature Reset Controls
Gas | Space Heat - Gas Boiler | Direct Digital Control System-Installation | Installation of EMS System | Pneumatic Controls
Gas | Space Heat - Gas Furnace | Direct Digital Control System-Installation | Installation of EMS System | Pneumatic Controls
Gas | Space Heat - Gas Boiler | Tune-up - Boiler Maintenance | Boiler Maintenance (Tune-up) | Unmaintained Boiler
Gas | Space Heat - Gas Boiler | Steam Trap Repair | Steam Trap Repair | Existing Steam Trap with no maintenance
Gas | Space Heat - Gas Boiler | Retrocommissioning | Retrocommissioning | Average Existing Conditions
Gas | Space Heat - Gas Furnace | Retrocommissioning | Retrocommissioning | Average Existing Conditions
Gas | Space Heat - Gas Boiler | Re-Commissioning | Re-Commissioning | Average Existing Conditions
Gas | Space Heat - Gas Furnace | Re-Commissioning | Re-Commissioning | Average Existing Conditions
Gas | Space Heat - Gas Boiler | Commissioning | Commissioning | Installed Conditions without Commissioning
Gas | Space Heat - Gas Furnace | Commissioning | Commissioning | Installed Conditions without Commissioning
Gas | Space Heat - Gas Boiler | Continuous Commissioning | Continuous Commissioning | Installed Conditions without Commissioning
Gas | Space Heat - Gas Furnace | Continuous Commissioning | Continuous Commissioning | Installed Conditions without Commissioning
Gas | Space Heat - Gas Boiler | Boiler - Pipe Insulation - Code | 2.5" of Insulation, assuming R-9.0 | Average Existing Conditions
Gas | Space Heat - Gas Boiler | Boiler - Pipe Insulation - Above Code | 3.5" of Insulation, assuming R-13 | 2.5" of Insulation, assuming R-9.0 (Code)
Gas | Water Heat LE 55 Gal | Health Care and Assisted Living_Retail_Valve_Gas DHW | Water Heating
Gas | Water Heat GT 55 Gal | Health Care and Assisted Living_Retail_Valve_Gas DHW | Water Heating
Gas | Water Heat LE 55 Gal | Health Care and Assisted Living_Direct install_Valve_Gas DHW | Water Heating
Gas | Water Heat GT 55 Gal | Health Care and Assisted Living_Direct install_Valve_Gas DHW | Water Heating
Gas | Water Heat LE 55 Gal | Health Care and Assisted Living_Mail by request_Valve_Gas DHW | Water Heating
Gas | Water Heat GT 55 Gal | Health Care and Assisted Living_Mail by request_Valve_Gas DHW | Water Heating
Gas | Space Heat - Gas Boiler | Insulate Roof R-0 to R-19 Attic in HZ 1 with Gas Boiler heating system | Heating and Cooling
Gas | Space Heat - Gas Boiler | Insulate Roof R-0 to R-30 Attic in HZ 1 with Gas Boiler heating system | Heating and Cooling
Gas | Space Heat - Gas Boiler | Insulate Roof R-0 to R-49 Attic in HZ 1 with Gas Boiler heating system | Heating and Cooling
Gas | Space Heat - Gas Boiler | Insulate Roof R-0 to R-30 Reroof in HZ 1 with Gas Boiler heating system | Heating and Cooling
Gas | Space Heat - Gas Boiler | Insulate Roof R-0 to R25 + R11 LS in HZ 1 with Gas Boiler heating system | Heating and Cooling
Gas | Space Heat - Gas Boiler | Insulate Roof R-19 to R-30 Attic in HZ 1 with Gas Boiler heating system | Heating and Cooling
Gas | Space Heat - Gas Boiler | Insulate Roof R-19 to R-49 Attic in HZ 1 with Gas Boiler heating system | Heating and Cooling
Gas | Space Heat - Gas Boiler | Insulate Roof R-30 to R-49 Attic in HZ 1 with Gas Boiler heating system | Heating and Cooling
Gas | Room Heat - Gas | Insulate Roof R-0 to R-19 Attic in HZ 1 with Gas Furnace heating system | Heating and Cooling
Gas | Space Heat - Gas Furnace | Insulate Roof R-0 to R-19 Attic in HZ 1 with Gas Furnace heating system | Heating and Cooling
Gas | Room Heat - Gas | Insulate Roof R-0 to R-30 Attic in HZ 1 with Gas Furnace heating system | Heating and Cooling
Gas | Space Heat - Gas Furnace | Insulate Roof R-0 to R-30 Attic in HZ 1 with Gas Furnace heating system | Heating and Cooling
Gas | Room Heat - Gas | Insulate Roof R-0 to R-49 Attic in HZ 1 with Gas Furnace heating system | Heating and Cooling
Gas | Space Heat - Gas Furnace | Insulate Roof R-0 to R-49 Attic in HZ 1 with Gas Furnace heating system | Heating and Cooling
Gas | Room Heat - Gas | Insulate Roof R-0 to R-30 Reroof in HZ 1 with Gas Furnace heating system | Heating and Cooling
Gas | Space Heat - Gas Furnace | Insulate Roof R-0 to R-30 Reroof in HZ 1 with Gas Furnace heating system | Heating and Cooling
Gas | Room Heat - Gas | Insulate Roof R-0 to R25 + R11 LS in HZ 1 with Gas Furnace heating system | Heating and Cooling
Gas | Space Heat - Gas Furnace | Insulate Roof R-0 to R25 + R11 LS in HZ 1 with Gas Furnace heating system | Heating and Cooling
Gas | Room Heat - Gas | Insulate Roof R-19 to R-30 Attic in HZ 1 with Gas Furnace heating system | Heating and Cooling
Gas | Space Heat - Gas Furnace | Insulate Roof R-19 to R-30 Attic in HZ 1 with Gas Furnace heating system | Heating and Cooling
Gas | Room Heat - Gas | Insulate Roof R-19 to R-49 Attic in HZ 1 with Gas Furnace heating system | Heating and Cooling
Gas | Space Heat - Gas Furnace | Insulate Roof R-19 to R-49 Attic in HZ 1 with Gas Furnace heating system | Heating and Cooling
Gas | Room Heat - Gas | Insulate Roof R-30 to R-49 Attic in HZ 1 with Gas Furnace heating system | Heating and Cooling
Gas | Space Heat - Gas Furnace | Insulate Roof R-30 to R-49 Attic in HZ 1 with Gas Furnace heating system | Heating and Cooling
Gas | Space Heat - Gas Boiler | Insulate Wall R-0 to R-11 (metal frame) in HZ 1 with Gas Boiler heating system | Heating and Cooling
Gas | Space Heat - Gas Boiler | Insulate Wall R-0 to R-19 (metal frame) in HZ 1 with Gas Boiler heating system | Heating and Cooling
Gas | Space Heat - Gas Boiler | Insulate Wall R-0 to R-11 (wood frame) in HZ 1 with Gas Boiler heating system | Heating and Cooling
Gas | Space Heat - Gas Boiler | Insulate Wall R-0 to R-19 (wood frame) in HZ 1 with Gas Boiler heating system | Heating and Cooling
Gas | Space Heat - Gas Boiler | Insulate Wall R-0 to R9.5 (EIFS) in HZ 1 with Gas Boiler heating system | Heating and Cooling
Gas | Room Heat - Gas | Insulate Wall R-0 to R-11 (metal frame) in HZ 1 with Gas Furnace heating system | Heating and Cooling
Gas | Space Heat - Gas Furnace | Insulate Wall R-0 to R-11 (metal frame) in HZ 1 with Gas Furnace heating system | Heating and Cooling
Gas | Room Heat - Gas | Insulate Wall R-0 to R-19 (metal frame) in HZ 1 with Gas Furnace heating system | Heating and Cooling
Gas | Space Heat - Gas Furnace | Insulate Wall R-0 to R-19 (metal frame) in HZ 1 with Gas Furnace heating system | Heating and Cooling
Gas | Room Heat - Gas | Insulate Wall R-0 to R-11 (wood frame) in HZ 1 with Gas Furnace heating system | Heating and Cooling
Gas | Space Heat - Gas Furnace | Insulate Wall R-0 to R-11 (wood frame) in HZ 1 with Gas Furnace heating system | Heating and Cooling
Gas | Room Heat - Gas | Insulate Wall R-0 to R-19 (wood frame) in HZ 1 with Gas Furnace heating system | Heating and Cooling
Gas | Space Heat - Gas Furnace | Insulate Wall R-0 to R-19 (wood frame) in HZ 1 with Gas Furnace heating system | Heating and Cooling
Gas | Room Heat - Gas | Insulate Wall R-0 to R9.5 (EIFS) in HZ 1 with Gas Furnace heating system | Heating and Cooling
Gas | Space Heat - Gas Furnace | Insulate Wall R-0 to R9.5 (EIFS) in HZ 1 with Gas Furnace heating system | Heating and Cooling
Gas | Water Heat LE 55 Gal | SBDI: Aerator - GWH - All Others | Aerator: natural gas water heating; all other business types
Gas | Water Heat GT 55 Gal | SBDI: Aerator - GWH - All Others | Aerator: natural gas water heating; all other business types
Gas | Water Heat LE 55 Gal | SBDI: Aerator - GWH - Small | Aerator: natural gas water heating; small office
Gas | Water Heat GT 55 Gal | SBDI: Aerator - GWH - Small | Aerator: natural gas water heating; small office
Gas | Water Heat LE 55 Gal | SBDI: Aerator - GWH - Restaurant | Aerator: natural gas water heating; restaurant
Gas | Water Heat GT 55 Gal | SBDI: Aerator - GWH - Restaurant | Aerator: natural gas water heating; restaurant
Gas | Water Heat LE 55 Gal | SBDI: Aerator - GWH - Retail | Aerator: natural gas water heating; retail
Gas | Water Heat GT 55 Gal | SBDI: Aerator - GWH - Retail | Aerator: natural gas water heating; retail
Gas | Water Heat LE 55 Gal | SBDI: Aerator - GWH - School | Aerator: natural gas water heating; school
Gas | Water Heat GT 55 Gal | SBDI: Aerator - GWH - School | Aerator: natural gas water heating; school
Gas | Water Heat LE 55 Gal | SBDI: Aerator - GWH - Commercial Kitchen - 1.0 gpm | 1.0 gpm aerator: commercial kitchen use; natural gas water heating
Gas | Water Heat GT 55 Gal | SBDI: Aerator - GWH - Commercial Kitchen - 1.0 gpm | 1.0 gpm aerator: commercial kitchen use; natural gas water heating
Gas | Water Heat LE 55 Gal | SBDI: Aerator - GWH - Lodging Guest Rooms - 0.5 gpm | 0.5 gpm aerator: lodging guest room use; natural gas water heating
Gas | Water Heat GT 55 Gal | SBDI: Aerator - GWH - Lodging Guest Rooms - 0.5 gpm | 0.5 gpm aerator: lodging guest room use; natural gas water heating
Gas | Water Heat LE 55 Gal | SBDI: Aerator - GWH - Lodging Guest Rooms - 1.0 gpm | 1.0 gpm aerator: lodging guest room use; natural gas water heating
Gas | Water Heat GT 55 Gal | SBDI: Aerator - GWH - Lodging Guest Rooms - 1.0 gpm | 1.0 gpm aerator: lodging guest room use; natural gas water heating
Gas | Water Heat LE 55 Gal | Dishwasher - Door Type - Single Tank - High Temp - GWH - E Booster - Foodservice | Door type single tank high temperature dishwasher with natural gas water heating and electric booster: foodservice
Gas | Water Heat GT 55 Gal | Dishwasher - Door Type - Single Tank - High Temp - GWH - E Booster - Foodservice | Door type single tank high temperature dishwasher with natural gas water heating and electric booster: foodservice
Gas | Water Heat LE 55 Gal | Dishwasher - Door Type - Single Tank - High Temp - GWH - Foodservice | Door type single tank high temperature dishwasher with natural gas water heating: foodservice
Gas | Water Heat GT 55 Gal | Dishwasher - Door Type - Single Tank - High Temp - GWH - Foodservice | Door type single tank high temperature dishwasher with natural gas water heating: foodservice
Gas | Water Heat LE 55 Gal | Dishwasher - Door Type - Single Tank - Low Temp - GWH - Foodservice | Door type single tank low temperature dishwasher with natural gas water heating: foodservice
Gas | Water Heat GT 55 Gal | Dishwasher - Door Type - Single Tank - Low Temp - GWH - Foodservice | Door type single tank low temperature dishwasher with natural gas water heating: foodservice
Gas | Water Heat LE 55 Gal | Dishwasher - Rack Conveyor - Multi Tank - High Temp - GWH - E Booster - Foodservice | Rack conveyor multi tank high temperature dishwasher with natural gas water heating and electric booster: foodservice
Gas | Water Heat GT 55 Gal | Dishwasher - Rack Conveyor - Multi Tank - High Temp - GWH - E Booster - Foodservice | Rack conveyor multi tank high temperature dishwasher with natural gas water heating and electric booster: foodservice
Gas | Water Heat LE 55 Gal | Dishwasher - Rack Conveyor - Multi Tank - High Temp - GWH - Foodservice | Rack conveyor multi tank high temperature dishwasher with natural gas water heating: foodservice
Gas | Water Heat GT 55 Gal | Dishwasher - Rack Conveyor - Multi Tank - High Temp - GWH - Foodservice | Rack conveyor multi tank high temperature dishwasher with natural gas water heating: foodservice
Gas | Water Heat LE 55 Gal | Dishwasher - Rack Conveyor - Multi Tank - Low Temp - GWH - Foodservice | Rack conveyor multi tank low temperature dishwasher with natural gas water heating: foodservice
Gas | Water Heat GT 55 Gal | Dishwasher - Rack Conveyor - Multi Tank - Low Temp - GWH - Foodservice | Rack conveyor multi tank low temperature dishwasher with natural gas water heating: foodservice
Gas | Water Heat LE 55 Gal | Dishwasher - Rack Conveyor - Single Tank - High Temp - GWH - E Booster - Foodservice | Rack conveyor single tank high temperature dishwasher with natural gas water heating and electric booster: foodservice
Gas | Water Heat GT 55 Gal | Dishwasher - Rack Conveyor - Single Tank - High Temp - GWH - E Booster - Foodservice | Rack conveyor single tank high temperature dishwasher with natural gas water heating and electric booster: foodservice
Gas | Water Heat LE 55 Gal | Dishwasher - Rack Conveyor - Single Tank - High Temp - GWH - Foodservice | Rack conveyor single tank high temperature dishwasher with natural gas water heating: foodservice
Gas | Water Heat GT 55 Gal | Dishwasher - Rack Conveyor - Single Tank - High Temp - GWH - Foodservice | Rack conveyor single tank high temperature dishwasher with natural gas water heating: foodservice
Gas | Water Heat LE 55 Gal | Dishwasher - Rack Conveyor - Single Tank - Low Temp - GWH - E Incidental - Foodservice | Rack conveyor single tank low temperature dishwasher with natural gas water heating with incidental electric savings: foodservice
Gas | Water Heat GT 55 Gal | Dishwasher - Rack Conveyor - Single Tank - Low Temp - GWH - E Incidental - Foodservice | Rack conveyor single tank low temperature dishwasher with natural gas water heating with incidental electric savings: foodservice
Gas | Water Heat LE 55 Gal | Dishwasher - Rack Conveyor - Single Tank - Low Temp - GWH - Foodservice | Rack conveyor single tank low temperature dishwasher with natural gas water heating: foodservice
Gas | Water Heat GT 55 Gal | Dishwasher - Rack Conveyor - Single Tank - Low Temp - GWH - Foodservice | Rack conveyor single tank low temperature dishwasher with natural gas water heating: foodservice
Gas | Water Heat LE 55 Gal | Dishwasher - Under Counter - High Temp - GWH - E Booster - Foodservice | Under counter high temperature dishwasher with natural gas water heating and electric booster: foodservice
Gas | Water Heat GT 55 Gal | Dishwasher - Under Counter - High Temp - GWH - E Booster - Foodservice | Under counter high temperature dishwasher with natural gas water heating and electric booster: foodservice
Gas | Water Heat LE 55 Gal | Dishwasher - Under Counter - High Temp - GWH - Foodservice | Under counter high temperature dishwasher with natural gas water heating: foodservice
Gas | Water Heat GT 55 Gal | Dishwasher - Under Counter - High Temp - GWH - Foodservice | Under counter high temperature dishwasher with natural gas water heating: foodservice
Gas | Water Heat LE 55 Gal | Dishwasher - Under Counter - Low Temp - GWH - Foodservice | Under counter low temperature dishwasher with natural gas water heating: foodservice
Gas | Water Heat GT 55 Gal | Dishwasher - Under Counter - Low Temp - GWH - Foodservice | Under counter low temperature dishwasher with natural gas water heating: foodservice
Gas | Cooking | Oven - Convection - Half - GH - Comm | Half-size convection oven: heated with natural gas; commercial use
Gas | Cooking | Oven - Conveyor - GH - Comm | Conveyor oven: heated with natural gas; commercial use
Gas | Cooking | Oven - Convection - Double - GH - Comm | Double convection oven heated with natural gas: commercial use
Gas | Cooking | Oven - Convection - Full - GH - Comm | Full-size convection oven heated with natural gas: commercial use
Gas | Cooking | Oven - Double Rack - GH - Comm | Double-rack oven heated with natural gas: commercial use
Gas | Cooking | Oven - Single Rack - GH - Comm | Single-rack oven heated with natural gas: commercial use
Gas | Cooking | Oven - Combination - 14 Pans or less - GH - Comm | Combination oven heated with natural gas: 14 pans or less; commercial use
Gas | Cooking | Oven - Combination - More than 28 Pans - GH - Comm | Combination oven heated with natural gas: more than 28 pans; commercial use
Gas | Cooking | Oven - Combination - 15 to 28 Pans - GH - Comm | Combination oven heated with natural gas: 15 to 28 pans; commercial use
Gas | Cooking | Steamer - Any Size - GH - Kitchen - Comm | Any size steamer in commercial kitchen: natural gas heating
Gas | Cooking | Fryer - Kitchen - Any Vat - Comm - NG | Commercial kitchen vat fryer: any size; natural gas fuel
Gas | Space Heat - Gas Boiler | ConnectedThermostats-Large Off | ConnectedThermostats-Retro-Large Off-GasHt
Gas | Space Heat - Gas Furnace | ConnectedThermostats-Large Off | ConnectedThermostats-Retro-Large Off-GasHt
Gas | Space Heat - Gas Boiler | ConnectedThermostats-Medium Off | ConnectedThermostats-Retro-Medium Off-GasHt
Gas | Space Heat - Gas Furnace | ConnectedThermostats-Medium Off | ConnectedThermostats-Retro-Medium Off-GasHt
Gas | Space Heat - Gas Boiler | ConnectedThermostats-Small Off | ConnectedThermostats-Retro-Small Off-GasHt
Gas | Space Heat - Gas Furnace | ConnectedThermostats-Small Off | ConnectedThermostats-Retro-Small Off-GasHt
Gas | Space Heat - Gas Boiler | ConnectedThermostats-Xlarge Ret | ConnectedThermostats-Retro-Xlarge Ret-GasHt
Gas | Space Heat - Gas Furnace | ConnectedThermostats-Xlarge Ret | ConnectedThermostats-Retro-Xlarge Ret-GasHt
Gas | Space Heat - Gas Boiler | ConnectedThermostats-Large Ret | ConnectedThermostats-Retro-Large Ret-GasHt
Gas | Space Heat - Gas Furnace | ConnectedThermostats-Large Ret | ConnectedThermostats-Retro-Large Ret-GasHt
Gas | Space Heat - Gas Boiler | ConnectedThermostats-Medium Ret | ConnectedThermostats-Retro-Medium Ret-GasHt
Gas | Space Heat - Gas Furnace | ConnectedThermostats-Medium Ret | ConnectedThermostats-Retro-Medium Ret-GasHt
Gas | Space Heat - Gas Boiler | ConnectedThermostats-Small Ret | ConnectedThermostats-Retro-Small Ret-GasHt
Gas | Space Heat - Gas Furnace | ConnectedThermostats-Small Ret | ConnectedThermostats-Retro-Small Ret-GasHt
Gas | Space Heat - Gas Boiler | ConnectedThermostats-School K-12 | ConnectedThermostats-Retro-School K-12-GasHt
Gas | Space Heat - Gas Furnace | ConnectedThermostats-School K-12 | ConnectedThermostats-Retro-School K-12-GasHt
Gas | Space Heat - Gas Boiler | ConnectedThermostats-University | ConnectedThermostats-Retro-University-GasHt
Gas | Space Heat - Gas Furnace | ConnectedThermostats-University | ConnectedThermostats-Retro-University-GasHt
Gas | Space Heat - Gas Boiler | ConnectedThermostats-Warehouse | ConnectedThermostats-Retro-Warehouse-GasHt
Gas | Space Heat - Gas Furnace | ConnectedThermostats-Warehouse | ConnectedThermostats-Retro-Warehouse-GasHt
Gas | Space Heat - Gas Boiler | ConnectedThermostats-Supermarket | ConnectedThermostats-Retro-Supermarket-GasHt
Gas | Space Heat - Gas Furnace | ConnectedThermostats-Supermarket | ConnectedThermostats-Retro-Supermarket-GasHt
Gas | Space Heat - Gas Boiler | ConnectedThermostats-MiniMart | ConnectedThermostats-Retro-MiniMart-GasHt
Gas | Space Heat - Gas Furnace | ConnectedThermostats-MiniMart | ConnectedThermostats-Retro-MiniMart-GasHt
Gas | Space Heat - Gas Boiler | ConnectedThermostats-Restaurant | ConnectedThermostats-Retro-Restaurant-GasHt
Gas | Space Heat - Gas Furnace | ConnectedThermostats-Restaurant | ConnectedThermostats-Retro-Restaurant-GasHt
Gas | Space Heat - Gas Boiler | ConnectedThermostats-Lodging | ConnectedThermostats-Retro-Lodging-GasHt
Gas | Space Heat - Gas Furnace | ConnectedThermostats-Lodging | ConnectedThermostats-Retro-Lodging-GasHt
Gas | Space Heat - Gas Boiler | ConnectedThermostats-Hospital | ConnectedThermostats-Retro-Hospital-GasHt
Gas | Space Heat - Gas Furnace | ConnectedThermostats-Hospital | ConnectedThermostats-Retro-Hospital-GasHt
Gas | Space Heat - Gas Boiler | ConnectedThermostats-Residential Care | ConnectedThermostats-Retro-Residential Care-GasHt
Gas | Space Heat - Gas Furnace | ConnectedThermostats-Residential Care | ConnectedThermostats-Retro-Residential Care-GasHt
Gas | Space Heat - Gas Boiler | ConnectedThermostats-Assembly | ConnectedThermostats-Retro-Assembly-GasHt
Gas | Space Heat - Gas Furnace | ConnectedThermostats-Assembly | ConnectedThermostats-Retro-Assembly-GasHt
Gas | Space Heat - Gas Boiler | ConnectedThermostats-Other | ConnectedThermostats-Retro-Other-GasHt
Gas | Space Heat - Gas Furnace | ConnectedThermostats-Other | ConnectedThermostats-Retro-Other-GasHt
Gas | Cooking | Griddle | ENERGY STAR Griddle | Non ENERGY STAR Griddle
Gas | Space Heat - Gas Boiler | Commercial EM-Large Off-Retro | Commercial EM-Large Off-Retro
Gas | Space Heat - Gas Furnace | Commercial EM-Large Off-Retro | Commercial EM-Large Off-Retro
Gas | Space Heat - Gas Boiler | Commercial EM-Medium Off-Retro | Commercial EM-Medium Off-Retro
Gas | Space Heat - Gas Furnace | Commercial EM-Medium Off-Retro | Commercial EM-Medium Off-Retro
Gas | Space Heat - Gas Boiler | Commercial EM-Small Off-Retro | Commercial EM-Small Off-Retro
Gas | Space Heat - Gas Furnace | Commercial EM-Small Off-Retro | Commercial EM-Small Off-Retro
Gas | Space Heat - Gas Boiler | Commercial EM-Xlarge Ret-Retro | Commercial EM-Xlarge Ret-Retro
Gas | Space Heat - Gas Furnace | Commercial EM-Xlarge Ret-Retro | Commercial EM-Xlarge Ret-Retro
Gas | Space Heat - Gas Boiler | Commercial EM-Large Ret-Retro | Commercial EM-Large Ret-Retro
Gas | Space Heat - Gas Furnace | Commercial EM-Large Ret-Retro | Commercial EM-Large Ret-Retro
Gas | Space Heat - Gas Boiler | Commercial EM-Medium Ret-Retro | Commercial EM-Medium Ret-Retro
Gas | Space Heat - Gas Furnace | Commercial EM-Medium Ret-Retro | Commercial EM-Medium Ret-Retro
Gas | Space Heat - Gas Boiler | Commercial EM-Small Ret-Retro | Commercial EM-Small Ret-Retro
Gas | Space Heat - Gas Furnace | Commercial EM-Small Ret-Retro | Commercial EM-Small Ret-Retro
Gas | Space Heat - Gas Boiler | Commercial EM-School K-12-Retro | Commercial EM-School K-12-Retro
Gas | Space Heat - Gas Furnace | Commercial EM-School K-12-Retro | Commercial EM-School K-12-Retro
Gas | Space Heat - Gas Boiler | Commercial EM-University-Retro | Commercial EM-University-Retro
Gas | Space Heat - Gas Furnace | Commercial EM-University-Retro | Commercial EM-University-Retro
Gas | Space Heat - Gas Boiler | Commercial EM-Warehouse-Retro | Commercial EM-Warehouse-Retro
Gas | Space Heat - Gas Furnace | Commercial EM-Warehouse-Retro | Commercial EM-Warehouse-Retro
Gas | Space Heat - Gas Boiler | Commercial EM-Supermarket-Retro | Commercial EM-Supermarket-Retro
Gas | Space Heat - Gas Furnace | Commercial EM-Supermarket-Retro | Commercial EM-Supermarket-Retro
Gas | Space Heat - Gas Boiler | Commercial EM-MiniMart-Retro | Commercial EM-MiniMart-Retro
Gas | Space Heat - Gas Furnace | Commercial EM-MiniMart-Retro | Commercial EM-MiniMart-Retro
Gas | Space Heat - Gas Boiler | Commercial EM-Restaurant-Retro | Commercial EM-Restaurant-Retro
Gas | Space Heat - Gas Furnace | Commercial EM-Restaurant-Retro | Commercial EM-Restaurant-Retro
Gas | Space Heat - Gas Boiler | Commercial EM-Lodging-Retro | Commercial EM-Lodging-Retro
Gas | Space Heat - Gas Furnace | Commercial EM-Lodging-Retro | Commercial EM-Lodging-Retro
Gas | Space Heat - Gas Boiler | Commercial EM-Hospital-Retro | Commercial EM-Hospital-Retro
Gas | Space Heat - Gas Furnace | Commercial EM-Hospital-Retro | Commercial EM-Hospital-Retro
Gas | Space Heat - Gas Boiler | Commercial EM-Residential Care-Retro | Commercial EM-Residential Care-Retro
Gas | Space Heat - Gas Furnace | Commercial EM-Residential Care-Retro | Commercial EM-Residential Care-Retro
Gas | Space Heat - Gas Boiler | Commercial EM-Assembly-Retro | Commercial EM-Assembly-Retro
Gas | Space Heat - Gas Furnace | Commercial EM-Assembly-Retro | Commercial EM-Assembly-Retro
Gas | Space Heat - Gas Boiler | Commercial EM-Other-Retro | Commercial EM-Other-Retro
Gas | Space Heat - Gas Furnace | Commercial EM-Other-Retro | Commercial EM-Other-Retro
Gas | Space Heat - Gas Boiler | Commercial EM-Large Off-New | Commercial EM-Large Off-New
Gas | Space Heat - Gas Furnace | Commercial EM-Large Off-New | Commercial EM-Large Off-New
Gas | Space Heat - Gas Boiler | Commercial EM-Medium Off-New | Commercial EM-Medium Off-New
Gas | Space Heat - Gas Furnace | Commercial EM-Medium Off-New | Commercial EM-Medium Off-New
Gas | Space Heat - Gas Boiler | Commercial EM-Small Off-New | Commercial EM-Small Off-New
Gas | Space Heat - Gas Furnace | Commercial EM-Small Off-New | Commercial EM-Small Off-New
Gas | Space Heat - Gas Boiler | Commercial EM-Xlarge Ret-New | Commercial EM-Xlarge Ret-New
Gas | Space Heat - Gas Furnace | Commercial EM-Xlarge Ret-New | Commercial EM-Xlarge Ret-New
Gas | Space Heat - Gas Boiler | Commercial EM-Large Ret-New | Commercial EM-Large Ret-New
Gas | Space Heat - Gas Furnace | Commercial EM-Large Ret-New | Commercial EM-Large Ret-New
Gas | Space Heat - Gas Boiler | Commercial EM-Medium Ret-New | Commercial EM-Medium Ret-New
Gas | Space Heat - Gas Furnace | Commercial EM-Medium Ret-New | Commercial EM-Medium Ret-New
Gas | Space Heat - Gas Boiler | Commercial EM-Small Ret-New | Commercial EM-Small Ret-New
Gas | Space Heat - Gas Furnace | Commercial EM-Small Ret-New | Commercial EM-Small Ret-New
Gas | Space Heat - Gas Boiler | Commercial EM-School K-12-New | Commercial EM-School K-12-New
Gas | Space Heat - Gas Furnace | Commercial EM-School K-12-New | Commercial EM-School K-12-New
Gas | Space Heat - Gas Boiler | Commercial EM-University-New | Commercial EM-University-New
Gas | Space Heat - Gas Furnace | Commercial EM-University-New | Commercial EM-University-New
Gas | Space Heat - Gas Boiler | Commercial EM-Warehouse-New | Commercial EM-Warehouse-New
Gas | Space Heat - Gas Furnace | Commercial EM-Warehouse-New | Commercial EM-Warehouse-New
Gas | Space Heat - Gas Boiler | Commercial EM-Supermarket-New | Commercial EM-Supermarket-New
Gas | Space Heat - Gas Furnace | Commercial EM-Supermarket-New | Commercial EM-Supermarket-New
Gas | Space Heat - Gas Boiler | Commercial EM-MiniMart-New | Commercial EM-MiniMart-New
Gas | Space Heat - Gas Furnace | Commercial EM-MiniMart-New | Commercial EM-MiniMart-New
Gas | Space Heat - Gas Boiler | Commercial EM-Restaurant-New | Commercial EM-Restaurant-New
Gas | Space Heat - Gas Furnace | Commercial EM-Restaurant-New | Commercial EM-Restaurant-New
Gas | Space Heat - Gas Boiler | Commercial EM-Lodging-New | Commercial EM-Lodging-New
Gas | Space Heat - Gas Furnace | Commercial EM-Lodging-New | Commercial EM-Lodging-New
Gas | Space Heat - Gas Boiler | Commercial EM-Hospital-New | Commercial EM-Hospital-New
Gas | Space Heat - Gas Furnace | Commercial EM-Hospital-New | Commercial EM-Hospital-New
Gas | Space Heat - Gas Boiler | Commercial EM-Residential Care-New | Commercial EM-Residential Care-New
Gas | Space Heat - Gas Furnace | Commercial EM-Residential Care-New | Commercial EM-Residential Care-New
Gas | Space Heat - Gas Boiler | Commercial EM-Assembly-New | Commercial EM-Assembly-New
Gas | Space Heat - Gas Furnace | Commercial EM-Assembly-New | Commercial EM-Assembly-New
Gas | Space Heat - Gas Boiler | Commercial EM-Other-New | Commercial EM-Other-New
Gas | Space Heat - Gas Furnace | Commercial EM-Other-New | Commercial EM-Other-New
Gas | Water Heat LE 55 Gal | Pre-Rinse Spray Valve_0.81_to_1.0gpm_Gas | Water Heating
Gas | Water Heat GT 55 Gal | Pre-Rinse Spray Valve_0.81_to_1.0gpm_Gas | Water Heating
Gas | Water Heat LE 55 Gal | Pre-Rinse Spray Valve_0.81_to_1.0gpm_Gas | Water Treatment
Gas | Water Heat GT 55 Gal | Pre-Rinse Spray Valve_0.81_to_1.0gpm_Gas | Water Treatment
Gas | Water Heat LE 55 Gal | Pre-Rinse Spray Valve_0.61_to_0.8gpm_Gas | Water Heating
Gas | Water Heat GT 55 Gal | Pre-Rinse Spray Valve_0.61_to_0.8gpm_Gas | Water Heating
Gas | Water Heat LE 55 Gal | Pre-Rinse Spray Valve_0.61_to_0.8gpm_Gas | Water Treatment
Gas | Water Heat GT 55 Gal | Pre-Rinse Spray Valve_0.61_to_0.8gpm_Gas | Water Treatment
Gas | Water Heat LE 55 Gal | Washer_Multi-family_MEF 2.00 to 2.19 | machine, dryer, and hot water
Gas | Water Heat GT 55 Gal | Washer_Multi-family_MEF 2.00 to 2.19 | machine, dryer, and hot water
Gas | Water Heat LE 55 Gal | Washer_Multi-family_MEF 2.20 or greater | machine, dryer, and hot water
Gas | Water Heat GT 55 Gal | Washer_Multi-family_MEF 2.20 or greater | machine, dryer, and hot water
Gas | Water Heat LE 55 Gal | Washer_Multi-family_MEF 2.00 to 2.19 | embedded water energy
Gas | Water Heat GT 55 Gal | Washer_Multi-family_MEF 2.00 to 2.19 | embedded water energy
Gas | Water Heat LE 55 Gal | Washer_Multi-family_MEF 2.20 or greater | embedded water energy
Gas | Water Heat GT 55 Gal | Washer_Multi-family_MEF 2.20 or greater | embedded water energy
Gas | Water Heat LE 55 Gal | Washer_Laundromat_MEF 2.00 to 2.19 | machine, dryer, and hot water
Gas | Water Heat GT 55 Gal | Washer_Laundromat_MEF 2.00 to 2.19 | machine, dryer, and hot water
Gas | Water Heat LE 55 Gal | Washer_Laundromat_MEF 2.20 or greater | machine, dryer, and hot water
Gas | Water Heat GT 55 Gal | Washer_Laundromat_MEF 2.20 or greater | machine, dryer, and hot water
Gas | Water Heat LE 55 Gal | Washer_Laundromat_MEF 2.00 to 2.19 | embedded water energy
Gas | Water Heat GT 55 Gal | Washer_Laundromat_MEF 2.00 to 2.19 | embedded water energy
Gas | Water Heat LE 55 Gal | Washer_Laundromat_MEF 2.20 or greater | embedded water energy
Gas | Water Heat GT 55 Gal | Washer_Laundromat_MEF 2.20 or greater | embedded water energy
Gas | Room Heat - Gas | SGS_Med Office_Gas Reheat_HZ1CZ1 | Heating
Gas | Space Heat - Gas Boiler | SGS_Med Office_Gas Reheat_HZ1CZ1 | Heating
Gas | Space Heat - Gas Furnace | SGS_Med Office_Gas Reheat_HZ1CZ1 | Heating
Gas | Room Heat - Gas | SGS_Lrg Office_Gas Reheat_HZ1CZ1 | Heating
Gas | Space Heat - Gas Boiler | SGS_Lrg Office_Gas Reheat_HZ1CZ1 | Heating
Gas | Space Heat - Gas Furnace | SGS_Lrg Office_Gas Reheat_HZ1CZ1 | Heating
Gas | Room Heat - Gas | Applied Film_Med Office_Gas Reheat_HZ1CZ1 | Heating
Gas | Space Heat - Gas Boiler | Applied Film_Med Office_Gas Reheat_HZ1CZ1 | Heating
Gas | Space Heat - Gas Furnace | Applied Film_Med Office_Gas Reheat_HZ1CZ1 | Heating
Gas | Room Heat - Gas | Applied Film_Lrg Office_Gas Reheat_HZ1CZ1 | Heating
Gas | Space Heat - Gas Boiler | Applied Film_Lrg Office_Gas Reheat_HZ1CZ1 | Heating
Gas | Space Heat - Gas Furnace | Applied Film_Lrg Office_Gas Reheat_HZ1CZ1 | Heating
Gas | Room Heat - Gas | ThinTriple_Large Off_GAS | ThinTriple_Large Off_GAS-heating
Gas | Space Heat - Gas Boiler | ThinTriple_Large Off_GAS | ThinTriple_Large Off_GAS-heating
Gas | Space Heat - Gas Furnace | ThinTriple_Large Off_GAS | ThinTriple_Large Off_GAS-heating
Gas | Room Heat - Gas | ThinTriple_Medium Off_GAS | ThinTriple_Medium Off_GAS-heating
Gas | Space Heat - Gas Boiler | ThinTriple_Medium Off_GAS | ThinTriple_Medium Off_GAS-heating
Gas | Space Heat - Gas Furnace | ThinTriple_Medium Off_GAS | ThinTriple_Medium Off_GAS-heating
Gas | Room Heat - Gas | ThinTriple_Small Off_GAS | ThinTriple_Small Off_GAS-heating
Gas | Space Heat - Gas Boiler | ThinTriple_Small Off_GAS | ThinTriple_Small Off_GAS-heating
Gas | Space Heat - Gas Furnace | ThinTriple_Small Off_GAS | ThinTriple_Small Off_GAS-heating
Gas | Room Heat - Gas | ThinTriple_Lodging_GAS | ThinTriple_Lodging_GAS-heating
Gas | Space Heat - Gas Boiler | ThinTriple_Lodging_GAS | ThinTriple_Lodging_GAS-heating
Gas | Space Heat - Gas Furnace | ThinTriple_Lodging_GAS | ThinTriple_Lodging_GAS-heating
Gas | Room Heat - Gas | ThinTriple_Hospital_GAS | ThinTriple_Hospital_GAS-heating
Gas | Space Heat - Gas Boiler | ThinTriple_Hospital_GAS | ThinTriple_Hospital_GAS-heating
Gas | Space Heat - Gas Furnace | ThinTriple_Hospital_GAS | ThinTriple_Hospital_GAS-heating
Gas | Room Heat - Gas | ThinTriple_Residential Care_GAS | ThinTriple_Residential Care_GAS-heating
Gas | Space Heat - Gas Boiler | ThinTriple_Residential Care_GAS | ThinTriple_Residential Care_GAS-heating
Gas | Space Heat - Gas Furnace | ThinTriple_Residential Care_GAS | ThinTriple_Residential Care_GAS-heating
Gas | Water Heat LE 55 Gal | DHW Recirculation_Commercial and Central MF - Timer or Learning_Gas DHW_Any SpaceHeating - Comm | DHW
Gas | Water Heat GT 55 Gal | DHW Recirculation_Commercial and Central MF - Timer or Learning_Gas DHW_Any SpaceHeating - Comm | DHW
Gas | Water Heat LE 55 Gal | DHW Recirculation_Commercial and Central MF - Temperature_Gas DHW_Any SpaceHeating - Comm | DHW
Gas | Water Heat GT 55 Gal | DHW Recirculation_Commercial and Central MF - Temperature_Gas DHW_Any SpaceHeating - Comm | DHW
Gas | Water Heat LE 55 Gal | DHW Recirculation_Commercial and Central MF - Combined Temperature and Timer_Gas DHW_Any SpaceHeating - Comm | DHW
Gas | Water Heat GT 55 Gal | DHW Recirculation_Commercial and Central MF - Combined Temperature and Timer_Gas DHW_Any SpaceHeating - Comm | DHW
Gas | Space Heat - Gas Boiler | DHW Recirculation_Commercial and Central MF - Timer or Learning_Gas DHW_Any SpaceHeating - Comm | HVAC - Heating
Gas | Space Heat - Gas Furnace | DHW Recirculation_Commercial and Central MF - Timer or Learning_Gas DHW_Any SpaceHeating - Comm | HVAC - Heating
Gas | Space Heat - Gas Boiler | DHW Recirculation_Commercial and Central MF - Timer or Learning_Electric Resistance DHW_Any SpaceHeating - Comm | HVAC - Heating
Gas | Space Heat - Gas Furnace | DHW Recirculation_Commercial and Central MF - Timer or Learning_Electric Resistance DHW_Any SpaceHeating - Comm | HVAC - Heating
Gas | Space Heat - Gas Boiler | DHW Recirculation_Commercial and Central MF - Timer or Learning_Electric Heat Pump DHW_Any SpaceHeating - Comm | HVAC - Heating
Gas | Space Heat - Gas Furnace | DHW Recirculation_Commercial and Central MF - Timer or Learning_Electric Heat Pump DHW_Any SpaceHeating - Comm | HVAC - Heating
Gas | Space Heat - Gas Boiler | DHW Recirculation_Commercial and Central MF - Temperature_Gas DHW_Any SpaceHeating - Comm | HVAC - Heating
Gas | Space Heat - Gas Furnace | DHW Recirculation_Commercial and Central MF - Temperature_Gas DHW_Any SpaceHeating - Comm | HVAC - Heating
Gas | Space Heat - Gas Boiler | DHW Recirculation_Commercial and Central MF - Temperature_Electric Resistance DHW_Any SpaceHeating - Comm | HVAC - Heating
Gas | Space Heat - Gas Furnace | DHW Recirculation_Commercial and Central MF - Temperature_Electric Resistance DHW_Any SpaceHeating - Comm | HVAC - Heating
Gas | Space Heat - Gas Boiler | DHW Recirculation_Commercial and Central MF - Temperature_Electric Heat Pump DHW_Any SpaceHeating - Comm | HVAC - Heating
Gas | Space Heat - Gas Furnace | DHW Recirculation_Commercial and Central MF - Temperature_Electric Heat Pump DHW_Any SpaceHeating - Comm | HVAC - Heating
Gas | Space Heat - Gas Boiler | DHW Recirculation_Commercial and Central MF - Combined Temperature and Timer_Gas DHW_Any SpaceHeating - Comm | HVAC - Heating
Gas | Space Heat - Gas Furnace | DHW Recirculation_Commercial and Central MF - Combined Temperature and Timer_Gas DHW_Any SpaceHeating - Comm | HVAC - Heating
Gas | Space Heat - Gas Boiler | DHW Recirculation_Commercial and Central MF - Combined Temperature and Timer_Electric Resistance DHW_Any SpaceHeating - Comm | HVAC - Heating
Gas | Space Heat - Gas Furnace | DHW Recirculation_Commercial and Central MF - Combined Temperature and Timer_Electric Resistance DHW_Any SpaceHeating - Comm | HVAC - Heating
Gas | Space Heat - Gas Boiler | DHW Recirculation_Commercial and Central MF - Combined Temperature and Timer_Electric Heat Pump DHW_Any SpaceHeating - Comm | HVAC - Heating
Gas | Space Heat - Gas Furnace | DHW Recirculation_Commercial and Central MF - Combined Temperature and Timer_Electric Heat Pump DHW_Any SpaceHeating - Comm | HVAC - Heating
Gas | Water Heat LE 55 Gal | Commercial Showerhead Replacement_2_00 GPM_Hospitality_ Gas Water Heating_Wholesale | On-site Savings, Costs, and Benefits
Gas | Water Heat GT 55 Gal | Commercial Showerhead Replacement_2_00 GPM_Hospitality_ Gas Water Heating_Wholesale | On-site Savings, Costs, and Benefits
Gas | Water Heat LE 55 Gal | Commercial Showerhead Replacement_1_8 GPM_Hospitality_ Gas Water Heating_Wholesale | On-site Savings, Costs, and Benefits
Gas | Water Heat GT 55 Gal | Commercial Showerhead Replacement_1_8 GPM_Hospitality_ Gas Water Heating_Wholesale | On-site Savings, Costs, and Benefits
Gas | Water Heat LE 55 Gal | Commercial Showerhead Replacement_1_50 GPM_Hospitality_ Gas Water Heating_Wholesale | On-site Savings, Costs, and Benefits
Gas | Water Heat GT 55 Gal | Commercial Showerhead Replacement_1_50 GPM_Hospitality_ Gas Water Heating_Wholesale | On-site Savings, Costs, and Benefits
Gas | Water Heat LE 55 Gal | Commercial Showerhead Replacement_2_00 GPM_Hospitality_ Gas Water Heating_Direct Install | On-site Savings, Costs, and Benefits
Gas | Water Heat GT 55 Gal | Commercial Showerhead Replacement_2_00 GPM_Hospitality_ Gas Water Heating_Direct Install | On-site Savings, Costs, and Benefits
Gas | Water Heat LE 55 Gal | Commercial Showerhead Replacement_1_8 GPM_Hospitality_ Gas Water Heating_Direct Install | On-site Savings, Costs, and Benefits
Gas | Water Heat GT 55 Gal | Commercial Showerhead Replacement_1_8 GPM_Hospitality_ Gas Water Heating_Direct Install | On-site Savings, Costs, and Benefits
Gas | Water Heat LE 55 Gal | Commercial Showerhead Replacement_1_50 GPM_Hospitality_ Gas Water Heating_Direct Install | On-site Savings, Costs, and Benefits
Gas | Water Heat GT 55 Gal | Commercial Showerhead Replacement_1_50 GPM_Hospitality_ Gas Water Heating_Direct Install | On-site Savings, Costs, and Benefits
Gas | Water Heat LE 55 Gal | Commercial Showerhead Replacement_2_00 GPM_Hospitality_ Gas Water Heating_Mail-by-Request | On-site Savings, Costs, and Benefits
Gas | Water Heat GT 55 Gal | Commercial Showerhead Replacement_2_00 GPM_Hospitality_ Gas Water Heating_Mail-by-Request | On-site Savings, Costs, and Benefits
Gas | Water Heat LE 55 Gal | Commercial Showerhead Replacement_1_8 GPM_Hospitality_ Gas Water Heating_Mail-by-Request | On-site Savings, Costs, and Benefits
Gas | Water Heat GT 55 Gal | Commercial Showerhead Replacement_1_8 GPM_Hospitality_ Gas Water Heating_Mail-by-Request | On-site Savings, Costs, and Benefits
Gas | Water Heat LE 55 Gal | Commercial Showerhead Replacement_1_50 GPM_Hospitality_ Gas Water Heating_Mail-by-Request | On-site Savings, Costs, and Benefits
Gas | Water Heat GT 55 Gal | Commercial Showerhead Replacement_1_50 GPM_Hospitality_ Gas Water Heating_Mail-by-Request | On-site Savings, Costs, and Benefits
Gas | Water Heat LE 55 Gal | Commercial Showerhead Replacement_2_00 GPM_Health Care_ Gas Water Heating_Wholesale | On-site Savings, Costs, and Benefits
Gas | Water Heat GT 55 Gal | Commercial Showerhead Replacement_2_00 GPM_Health Care_ Gas Water Heating_Wholesale | On-site Savings, Costs, and Benefits
Gas | Water Heat LE 55 Gal | Commercial Showerhead Replacement_1_8 GPM_Health Care_ Gas Water Heating_Wholesale | On-site Savings, Costs, and Benefits
Gas | Water Heat GT 55 Gal | Commercial Showerhead Replacement_1_8 GPM_Health Care_ Gas Water Heating_Wholesale | On-site Savings, Costs, and Benefits
Gas | Water Heat LE 55 Gal | Commercial Showerhead Replacement_1_50 GPM_Health Care_ Gas Water Heating_Wholesale | On-site Savings, Costs, and Benefits
Gas | Water Heat GT 55 Gal | Commercial Showerhead Replacement_1_50 GPM_Health Care_ Gas Water Heating_Wholesale | On-site Savings, Costs, and Benefits
Gas | Water Heat LE 55 Gal | Commercial Showerhead Replacement_2_00 GPM_Health Care_ Gas Water Heating_Direct Install | On-site Savings, Costs, and Benefits
Gas | Water Heat GT 55 Gal | Commercial Showerhead Replacement_2_00 GPM_Health Care_ Gas Water Heating_Direct Install | On-site Savings, Costs, and Benefits
Gas | Water Heat LE 55 Gal | Commercial Showerhead Replacement_1_8 GPM_Health Care_ Gas Water Heating_Direct Install | On-site Savings, Costs, and Benefits
Gas | Water Heat GT 55 Gal | Commercial Showerhead Replacement_1_8 GPM_Health Care_ Gas Water Heating_Direct Install | On-site Savings, Costs, and Benefits
Gas | Water Heat LE 55 Gal | Commercial Showerhead Replacement_1_50 GPM_Health Care_ Gas Water Heating_Direct Install | On-site Savings, Costs, and Benefits
Gas | Water Heat GT 55 Gal | Commercial Showerhead Replacement_1_50 GPM_Health Care_ Gas Water Heating_Direct Install | On-site Savings, Costs, and Benefits
Gas | Water Heat LE 55 Gal | Commercial Showerhead Replacement_2_00 GPM_Health Care_ Gas Water Heating_Mail-by-Request | On-site Savings, Costs, and Benefits
Gas | Water Heat GT 55 Gal | Commercial Showerhead Replacement_2_00 GPM_Health Care_ Gas Water Heating_Mail-by-Request | On-site Savings, Costs, and Benefits
Gas | Water Heat LE 55 Gal | Commercial Showerhead Replacement_1_8 GPM_Health Care_ Gas Water Heating_Mail-by-Request | On-site Savings, Costs, and Benefits
Gas | Water Heat GT 55 Gal | Commercial Showerhead Replacement_1_8 GPM_Health Care_ Gas Water Heating_Mail-by-Request | On-site Savings, Costs, and Benefits
Gas | Water Heat LE 55 Gal | Commercial Showerhead Replacement_1_50 GPM_Health Care_ Gas Water Heating_Mail-by-Request | On-site Savings, Costs, and Benefits
Gas | Water Heat GT 55 Gal | Commercial Showerhead Replacement_1_50 GPM_Health Care_ Gas Water Heating_Mail-by-Request | On-site Savings, Costs, and Benefits
Gas | Water Heat LE 55 Gal | Commercial Showerhead Replacement_2_00 GPM_Commercial - Employee Shower_ Gas Water Heating_Wholesale | On-site Savings, Costs, and Benefits
Gas | Water Heat GT 55 Gal | Commercial Showerhead Replacement_2_00 GPM_Commercial - Employee Shower_ Gas Water Heating_Wholesale | On-site Savings, Costs, and Benefits
Gas | Water Heat LE 55 Gal | Commercial Showerhead Replacement_1_8 GPM_Commercial - Employee Shower_ Gas Water Heating_Wholesale | On-site Savings, Costs, and Benefits
Gas | Water Heat GT 55 Gal | Commercial Showerhead Replacement_1_8 GPM_Commercial - Employee Shower_ Gas Water Heating_Wholesale | On-site Savings, Costs, and Benefits
Gas | Water Heat LE 55 Gal | Commercial Showerhead Replacement_1_50 GPM_Commercial - Employee Shower_ Gas Water Heating_Wholesale | On-site Savings, Costs, and Benefits
Gas | Water Heat GT 55 Gal | Commercial Showerhead Replacement_1_50 GPM_Commercial - Employee Shower_ Gas Water Heating_Wholesale | On-site Savings, Costs, and Benefits
Gas | Water Heat LE 55 Gal | Commercial Showerhead Replacement_2_00 GPM_Commercial - Employee Shower_ Gas Water Heating_Direct Install | On-site Savings, Costs, and Benefits
Gas | Water Heat GT 55 Gal | Commercial Showerhead Replacement_2_00 GPM_Commercial - Employee Shower_ Gas Water Heating_Direct Install | On-site Savings, Costs, and Benefits
Gas | Water Heat LE 55 Gal | Commercial Showerhead Replacement_1_8 GPM_Commercial - Employee Shower_ Gas Water Heating_Direct Install | On-site Savings, Costs, and Benefits
Gas | Water Heat GT 55 Gal | Commercial Showerhead Replacement_1_8 GPM_Commercial - Employee Shower_ Gas Water Heating_Direct Install | On-site Savings, Costs, and Benefits
Gas | Water Heat LE 55 Gal | Commercial Showerhead Replacement_1_50 GPM_Commercial - Employee Shower_ Gas Water Heating_Direct Install | On-site Savings, Costs, and Benefits
Gas | Water Heat GT 55 Gal | Commercial Showerhead Replacement_1_50 GPM_Commercial - Employee Shower_ Gas Water Heating_Direct Install | On-site Savings, Costs, and Benefits
Gas | Water Heat LE 55 Gal | Commercial Showerhead Replacement_2_00 GPM_Commercial - Employee Shower_ Gas Water Heating_Mail-by-Request | On-site Savings, Costs, and Benefits
Gas | Water Heat GT 55 Gal | Commercial Showerhead Replacement_2_00 GPM_Commercial - Employee Shower_ Gas Water Heating_Mail-by-Request | On-site Savings, Costs, and Benefits
Gas | Water Heat LE 55 Gal | Commercial Showerhead Replacement_1_8 GPM_Commercial - Employee Shower_ Gas Water Heating_Mail-by-Request | On-site Savings, Costs, and Benefits
Gas | Water Heat GT 55 Gal | Commercial Showerhead Replacement_1_8 GPM_Commercial - Employee Shower_ Gas Water Heating_Mail-by-Request | On-site Savings, Costs, and Benefits
Gas | Water Heat LE 55 Gal | Commercial Showerhead Replacement_1_50 GPM_Commercial - Employee Shower_ Gas Water Heating_Mail-by-Request | On-site Savings, Costs, and Benefits
Gas | Water Heat GT 55 Gal | Commercial Showerhead Replacement_1_50 GPM_Commercial - Employee Shower_ Gas Water Heating_Mail-by-Request | On-site Savings, Costs, and Benefits
Gas | Water Heat LE 55 Gal | Commercial Showerhead Replacement_2_00 GPM_School_ Gas Water Heating_Wholesale | On-site Savings, Costs, and Benefits
Gas | Water Heat GT 55 Gal | Commercial Showerhead Replacement_2_00 GPM_School_ Gas Water Heating_Wholesale | On-site Savings, Costs, and Benefits
Gas | Water Heat LE 55 Gal | Commercial Showerhead Replacement_1_8 GPM_School_ Gas Water Heating_Wholesale | On-site Savings, Costs, and Benefits
Gas | Water Heat GT 55 Gal | Commercial Showerhead Replacement_1_8 GPM_School_ Gas Water Heating_Wholesale | On-site Savings, Costs, and Benefits
Gas | Water Heat LE 55 Gal | Commercial Showerhead Replacement_1_50 GPM_School_ Gas Water Heating_Wholesale | On-site Savings, Costs, and Benefits
Gas | Water Heat GT 55 Gal | Commercial Showerhead Replacement_1_50 GPM_School_ Gas Water Heating_Wholesale | On-site Savings, Costs, and Benefits
Gas | Water Heat LE 55 Gal | Commercial Showerhead Replacement_2_00 GPM_School_ Gas Water Heating_Direct Install | On-site Savings, Costs, and Benefits
Gas | Water Heat GT 55 Gal | Commercial Showerhead Replacement_2_00 GPM_School_ Gas Water Heating_Direct Install | On-site Savings, Costs, and Benefits
Gas | Water Heat LE 55 Gal | Commercial Showerhead Replacement_1_8 GPM_School_ Gas Water Heating_Direct Install | On-site Savings, Costs, and Benefits
Gas | Water Heat GT 55 Gal | Commercial Showerhead Replacement_1_8 GPM_School_ Gas Water Heating_Direct Install | On-site Savings, Costs, and Benefits
Gas | Water Heat LE 55 Gal | Commercial Showerhead Replacement_1_50 GPM_School_ Gas Water Heating_Direct Install | On-site Savings, Costs, and Benefits
Gas | Water Heat GT 55 Gal | Commercial Showerhead Replacement_1_50 GPM_School_ Gas Water Heating_Direct Install | On-site Savings, Costs, and Benefits
Gas | Water Heat LE 55 Gal | Commercial Showerhead Replacement_2_00 GPM_School_ Gas Water Heating_Mail-by-Request | On-site Savings, Costs, and Benefits
Gas | Water Heat GT 55 Gal | Commercial Showerhead Replacement_2_00 GPM_School_ Gas Water Heating_Mail-by-Request | On-site Savings, Costs, and Benefits
Gas | Water Heat LE 55 Gal | Commercial Showerhead Replacement_1_8 GPM_School_ Gas Water Heating_Mail-by-Request | On-site Savings, Costs, and Benefits
Gas | Water Heat GT 55 Gal | Commercial Showerhead Replacement_1_8 GPM_School_ Gas Water Heating_Mail-by-Request | On-site Savings, Costs, and Benefits
Gas | Water Heat LE 55 Gal | Commercial Showerhead Replacement_1_50 GPM_School_ Gas Water Heating_Mail-by-Request | On-site Savings, Costs, and Benefits
Gas | Water Heat GT 55 Gal | Commercial Showerhead Replacement_1_50 GPM_School_ Gas Water Heating_Mail-by-Request | On-site Savings, Costs, and Benefits
Gas | Water Heat LE 55 Gal | Commercial Showerhead Replacement_2_00 GPM_Fitness Center_ Gas Water Heating_Wholesale | On-site Savings, Costs, and Benefits
Gas | Water Heat GT 55 Gal | Commercial Showerhead Replacement_2_00 GPM_Fitness Center_ Gas Water Heating_Wholesale | On-site Savings, Costs, and Benefits
Gas | Water Heat LE 55 Gal | Commercial Showerhead Replacement_1_8 GPM_Fitness Center_ Gas Water Heating_Wholesale | On-site Savings, Costs, and Benefits
Gas | Water Heat GT 55 Gal | Commercial Showerhead Replacement_1_8 GPM_Fitness Center_ Gas Water Heating_Wholesale | On-site Savings, Costs, and Benefits
Gas | Water Heat LE 55 Gal | Commercial Showerhead Replacement_1_50 GPM_Fitness Center_ Gas Water Heating_Wholesale | On-site Savings, Costs, and Benefits
Gas | Water Heat GT 55 Gal | Commercial Showerhead Replacement_1_50 GPM_Fitness Center_ Gas Water Heating_Wholesale | On-site Savings, Costs, and Benefits
Gas | Water Heat LE 55 Gal | Commercial Showerhead Replacement_2_00 GPM_Fitness Center_ Gas Water Heating_Direct Install | On-site Savings, Costs, and Benefits
Gas | Water Heat GT 55 Gal | Commercial Showerhead Replacement_2_00 GPM_Fitness Center_ Gas Water Heating_Direct Install | On-site Savings, Costs, and Benefits
Gas | Water Heat LE 55 Gal | Commercial Showerhead Replacement_1_8 GPM_Fitness Center_ Gas Water Heating_Direct Install | On-site Savings, Costs, and Benefits
Gas | Water Heat GT 55 Gal | Commercial Showerhead Replacement_1_8 GPM_Fitness Center_ Gas Water Heating_Direct Install | On-site Savings, Costs, and Benefits
Gas | Water Heat LE 55 Gal | Commercial Showerhead Replacement_1_50 GPM_Fitness Center_ Gas Water Heating_Direct Install | On-site Savings, Costs, and Benefits
Gas | Water Heat GT 55 Gal | Commercial Showerhead Replacement_1_50 GPM_Fitness Center_ Gas Water Heating_Direct Install | On-site Savings, Costs, and Benefits
Gas | Water Heat LE 55 Gal | Commercial Showerhead Replacement_2_00 GPM_Fitness Center_ Gas Water Heating_Mail-by-Request | On-site Savings, Costs, and Benefits
Gas | Water Heat GT 55 Gal | Commercial Showerhead Replacement_2_00 GPM_Fitness Center_ Gas Water Heating_Mail-by-Request | On-site Savings, Costs, and Benefits
Gas | Water Heat LE 55 Gal | Commercial Showerhead Replacement_1_8 GPM_Fitness Center_ Gas Water Heating_Mail-by-Request | On-site Savings, Costs, and Benefits
Gas | Water Heat GT 55 Gal | Commercial Showerhead Replacement_1_8 GPM_Fitness Center_ Gas Water Heating_Mail-by-Request | On-site Savings, Costs, and Benefits
Gas | Water Heat LE 55 Gal | Commercial Showerhead Replacement_1_50 GPM_Fitness Center_ Gas Water Heating_Mail-by-Request | On-site Savings, Costs, and Benefits
Gas | Water Heat GT 55 Gal | Commercial Showerhead Replacement_1_50 GPM_Fitness Center_ Gas Water Heating_Mail-by-Request | On-site Savings, Costs, and Benefits
Gas | Cooking | DCV - Kitchen - Single - Comm - GO | Demand control ventilation retrofit for commercial kitchen: single phase system; natural gas only customer

## Ind EE Measures
Fuel Type | Measure Name
Electric | Air Compressor Demand Reduction
Electric | Air Compressor Variable Speed
Electric | Air Compressor Equipment
Electric | HighBay Lighting 1 Shift
Electric | HighBay Lighting 2 Shift
Electric | HighBay Lighting 3 Shift
Electric | Efficient Lighting 1 Shift
Electric | Efficient Lighting 2 Shift
Electric | Efficient Lighting 3 Shift
Electric | Lighting Controls
Electric | Refrigeration Retrofit (low temp)
Electric | Refrigeration Tuneup (low temp)
Electric | Refrigeration Retrofit (med temp)
Electric | Refrigeration Tuneup (med temp)
Electric | Fan Optimization
Electric | Fan Equipment Upgrade
Electric | Fan Variable Speed
Electric | Fan VS Trim
Electric | Pump Equipment Upgrade
Electric | Pump Variable Speed
Electric | Pump Optimization
Electric | Pump VS Trim
Electric | HVAC
Electric | Elec Chip Fab: Exhaust Injector
Electric | Elec Chip Fab: Solidstate Chiller
Electric | Fruit Storage Refer Retrofit
Electric | Panel: Hydraulic Press
Electric | Wood: Replace Pneumatic Conveyor
Electric | Wood: Process Optimization
Electric | Metal: New Arc Furnace
Electric | Mech Pulp: Refiner Optimization
Electric | Kraft: Effluent Treatment System
Electric | Kraft: Efficient Agitator
Electric | Paper: Efficient Pulp Screen
Electric | Paper: Vacuum Updgrades
Electric | Paper: Process Efficiency
Electric | Mech and Kraft: Hydraulic Power Units
Electric | UV Controls
Electric | Air Compressor (Large) System Optimization
Electric | Advanced Motors - Material Processing
Electric | Advanced Motors - Matrial Handling
Electric | Streetlight - HPS 100W - Group Relamp - to LED 38W - Retro
Electric | Streetlight - HPS 100W - Group Relamp - to LED 53W - Retro
Electric | Streetlight - MH 200W - Group Relamp - to LED 121W - Retro
Electric | Streetlight - HPS 250W - Group Relamp - to LED 159W - Retro
Electric | Streetlight - MH 400W - Group Relamp - to LED 189W - Retro
Electric | Streetlight - MH 1000W - Group Relamp - to LED 417W - Retro
Electric | Production Facility Tier 1 - LED Lighting Fixtures
Electric | Production Facility Tier 1 - High Efficiency Dehumidification System
Electric | Production Facility Tier 1 - VRF Heat Pump
Electric | Production Facility Tier 2 - LED Lighting Fixtures
Electric | Production Facility Tier 2 - High Efficiency Dehumidification System
Electric | Production Facility Tier 2 - VRF Heat Pump
Electric | Production Facility Tier 3 - LED Lighting Fixtures
Electric | Production Facility Tier 3 - High Efficiency Dehumidification System
Electric | Production Facility Tier 3 - VRF Heat Pump
Electric | Energy Management
Electric | WaterSupply
Electric | Wastewater
Electric | Fork Lift Battery Charger
Electric | Energy Management2
Gas | Building Envelope Infiltration Improvements
Gas | Building Envelope Insulation and Window/Door Improvements
Gas | Equipment Upgrade - Replace Existing HVAC Unit With High Efficiency Model
Gas | HVAC Equipment Scheduling Improvements - HVAC Controls, Timers Or Thermostats
Gas | Optimize Ventilation System
Gas | Analyze Flue Gas For Proper Air/Fuel Ratio
Gas | Boiler - Operation, Maintenance, And Scheduling
Gas | Equipment Upgrade - Boiler Replacement
Gas | Equipment Upgrade - Boiler Turbulators
Gas | Improve Combustion Control Capability And Air Flow
Gas | Install Or Repair Insulation On Condensate Lines And Optimize Condensate
Gas | Insulate Steam, Hot Water Lines Or Feedwater Tank
Gas | Minimize Boiler Blowdown
Gas | Optimize Heating System To Improve Burner Efficiency, Reduce Energy Requirements And Heat Treatment Process
Gas | Repair And Eliminate Steam Leaks
Gas | Replace Steam Traps
Gas | Other Plant Operations Improvements To Reduce Energy Requirements
Gas | Heat Recovery And Waste Heat For Process
Gas | Process Improvements To Reduce Energy Requirements
Gas | Thermal Systems Add Insulation To Equipment
Gas | Thermal Systems Reduce Infiltration; Isolate Hot Or Cold Equipment
Gas | Waste Heat From Hot Flue Gases To Preheat
Gas | Plant Operations - Equipment Scheduling Improvements

## Res Electrification Measures
Electrification End Use Mapping
Gas End Use (converted from) |  | Electric End Use (converted to)
G2E-Heat Central Gas Boiler |  | G2E-DHP-Boiler Heat Central
G2E-Hybrid Heat Central Gas Boiler-DHP |  | G2E-Hybrid DHP-Boiler Heat Central
G2E-Heat Central Gas Furnace without CAC-Poor Ducts |  | G2E-DHP-Furnace Heat Central-Poor Ducts
G2E-Heat Central Gas Furnace without CAC |  | G2E-ASHP without existing CAC
G2E-Heat Central Gas Furnace with CAC |  | G2E-ASHP with existing CAC
G2E-Hybrid Heat Central Gas Furnace-DHP |  | G2E-Hybrid DHP-Furnace Heat Central
G2E-Hybrid Heat Central Gas Furnace without CAC-ASHP |  | G2E-Hybrid ASHP-Furnace Heat Central without existing CAC
G2E-Hybrid Heat Central Gas Furnace with CAC-ASHP |  | G2E-Hybrid ASHP-Furnace Heat Central with existing CAC
G2E-Heat Room Gas |  | G2E-DHP Heat Room
G2E-Hybrid Heat Room Gas-DHP |  | G2E-Hybrid DHP-Gas Heat Room
G2E-Cooking Oven |  | G2E-Cooking Oven
G2E-Cooking Range |  | G2E-Cooking Range
G2E-Dryer |  | G2E-Dryer
G2E-Water Heat LE 55 Gal |  | G2E-Water Heat LE 55 Gal
G2E-Water Heat GT 55 Gal |  | G2E-Water Heat GT 55 Gal
Detailed Electrification Measure List by Fuel
Fuel Type | End Use | Measure Name | Measure Description
Electric | G2E-DHP-Boiler Heat Central | Ductless Heat Pump | Ductless Heat Pump
Electric | G2E-DHP-Boiler Heat Central | Cold Climate Ductless Heat Pump Heat Room Electric | Cold Climate Ductless Heat Pump Heat Room Electric
Electric | G2E-Hybrid DHP-Boiler Heat Central | G2E-Hybrid DHP-Boiler Heat Central | G2E-Hybrid DHP-Boiler Heat Central
Electric | G2E-DHP-Furnace Heat Central-Poor Ducts | Ductless Heat Pump | Ductless Heat Pump
Electric | G2E-DHP-Furnace Heat Central-Poor Ducts | Cold Climate Ductless Heat Pump Heat Room Electric | Cold Climate Ductless Heat Pump Heat Room Electric
Electric | G2E-ASHP without existing CAC | Heat Pump - Federal Standard 2023 | Federal Standard 2023 Heat Pump - SEER/EER 15/12.5 and HSPF 8.8 (Split System)
Electric | G2E-ASHP without existing CAC | HVAC Upgrade - Heat Pump Upgrade to 9.5 HSPF/15.5 SEER | HVAC Upgrade - Heat Pump Upgrade to 9.5 HSPF/15.5 SEER
Electric | G2E-ASHP without existing CAC | HVAC Upgrade - Heat Pump Upgrade to 12 HSPF/18 SEER | HVAC Upgrade - Heat Pump Upgrade to 12 HSPF/18 SEER
Electric | G2E-ASHP without existing CAC | Cold Climate Ducted Heat Pump | Cold Climate Ducted Heat Pump
Electric | G2E-ASHP without existing CAC | Ground Source Heat Pump Upgrade from Air Source Heat Pump | Ground Source Heat Pump Upgrade from Air Source Heat Pump
Electric | G2E-ASHP with existing CAC | Heat Pump - Federal Standard 2023 | Federal Standard 2023 Heat Pump - SEER/EER 15/12.5 and HSPF 8.8 (Split System)
Electric | G2E-ASHP with existing CAC | HVAC Upgrade - Heat Pump Upgrade to 9.5 HSPF/15.5 SEER | HVAC Upgrade - Heat Pump Upgrade to 9.5 HSPF/15.5 SEER
Electric | G2E-ASHP with existing CAC | HVAC Upgrade - Heat Pump Upgrade to 12 HSPF/18 SEER | HVAC Upgrade - Heat Pump Upgrade to 12 HSPF/18 SEER
Electric | G2E-ASHP with existing CAC | Cold Climate Ducted Heat Pump | Cold Climate Ducted Heat Pump
Electric | G2E-ASHP with existing CAC | Ground Source Heat Pump Upgrade from Air Source Heat Pump | Ground Source Heat Pump Upgrade from Air Source Heat Pump
Electric | G2E-Hybrid DHP-Furnace Heat Central | G2E-Hybrid DHP-Furnace Heat Central | G2E-Hybrid DHP-Furnace Heat Central
Electric | G2E-Hybrid ASHP-Furnace Heat Central without existing CAC | G2E-Hybrid ASHP-Furnace Heat Central without existing CAC | G2E-Hybrid ASHP-Furnace Heat Central without existing CAC
Electric | G2E-Hybrid ASHP-Furnace Heat Central with existing CAC | G2E-Hybrid ASHP-Furnace Heat Central with existing CAC | G2E-Hybrid ASHP-Furnace Heat Central with existing CAC
Electric | G2E-DHP Heat Room | Ductless Heat Pump | Ductless Heat Pump
Electric | G2E-DHP Heat Room | Cold Climate Ductless Heat Pump Heat Room Electric | Cold Climate Ductless Heat Pump Heat Room Electric
Electric | G2E-Hybrid DHP-Gas Heat Room | G2E-Hybrid DHP-Gas Heat Room | G2E-Hybrid DHP-Gas Heat Room
Electric | G2E-Cooking Oven | Cooking Oven - Federal Standard 2012 | Federal Standard 2012 Cooking Oven
Electric | G2E-Cooking Oven | Efficient Oven | Efficient Oven
Electric | G2E-Cooking Range | G2E-Cooking Range | G2E-Cooking Range
Electric | G2E-Dryer | Dryer - Federal Standard 2015 | Federal Standard 2015 Dryer - CEF 3.73
Electric | G2E-Dryer | Dryer - ENERGY STAR | ENERGY STAR Dryer - CEF 3.93
Electric | G2E-Dryer | Dryer - ENERGY STAR 2022 Most Efficient | ENERGY STAR 2022 Most Efficient Dryer - CEF 4.30
Electric | G2E-Dryer | Heat Pump Dryer | Heat Pump Dryer
Electric | G2E-Water Heat LE 55 Gal | Water Heater - Federal Standard 2015 Storage | Federal Standard 2015 Storage Water Heater ≤ 55 GAL
Electric | G2E-Water Heat LE 55 Gal | Future Federal Standard 20XX Heat Pump Water Heater ≤ 55 GAL | Future Federal Standard 20XX Heat Pump Water Heater ≤ 55 GAL
Electric | G2E-Water Heat LE 55 Gal | Heat Pump Water Heater - Tier 1 | Tier 1 Heat Pump Water Heater
Electric | G2E-Water Heat LE 55 Gal | Heat Pump Water Heater - Tier 2 | Tier 2 Heat Pump Water Heater
Electric | G2E-Water Heat LE 55 Gal | Heat Pump Water Heater - Tier 3 | Tier 3 Heat Pump Water Heater
Electric | G2E-Water Heat LE 55 Gal | Heat Pump Water Heater - Tier 4 - No Resistance, Split System | Tier 4 - No Resistance, Split System Heat Pump Water Heater
Electric | G2E-Water Heat GT 55 Gal | Heat Pump Water Heater - Federal Standard 2015 | Federal Standard 2015 Heat Pump Water Heater > 55 GAL
Electric | G2E-Water Heat GT 55 Gal | Future Federal Standard 20XX Heat Pump Water Heater > 55 GAL | Future Federal Standard 20XX Heat Pump Water Heater > 55 GAL
Electric | G2E-Water Heat GT 55 Gal | Heat Pump Water Heater - Tier 1 | Tier 1 Heat Pump Water Heater
Electric | G2E-Water Heat GT 55 Gal | Heat Pump Water Heater - Tier 2 | Tier 2 Heat Pump Water Heater
Electric | G2E-Water Heat GT 55 Gal | Heat Pump Water Heater - Tier 3 | Tier 3 Heat Pump Water Heater
Electric | G2E-Water Heat GT 55 Gal | Heat Pump Water Heater - Tier 4 - No Resistance, Split System | Tier 4 - No Resistance, Split System Heat Pump Water Heater
Gas | G2E-Heat Central Gas Boiler | Boiler - Federal Standard 2022 | Federal Standard 2022 Boiler - 84% AFUE
Gas | G2E-Heat Central Gas Boiler | Boiler - Advanced Efficiency | Advanced Efficiency Boiler - 93% AFUE
Gas | G2E-Heat Central Gas Boiler | Boiler - Premium Efficiency | Premium Efficiency Boiler - 95% AFUE
Gas | G2E-Hybrid Heat Central Gas Boiler-DHP | Boiler - Federal Standard 2022 | Federal Standard 2022 Boiler - 84% AFUE
Gas | G2E-Hybrid Heat Central Gas Boiler-DHP | Boiler - Advanced Efficiency | Advanced Efficiency Boiler - 93% AFUE
Gas | G2E-Hybrid Heat Central Gas Boiler-DHP | Boiler - Premium Efficiency | Premium Efficiency Boiler - 95% AFUE
Gas | G2E-Heat Central Gas Furnace without CAC-Poor Ducts | Furnace - Federal Standard 2016 | Federal Standard 2016 Furnace - 80% AFUE
Gas | G2E-Heat Central Gas Furnace without CAC-Poor Ducts | Furnace - Federal Standard 2029 | Federal Standard 2029 Furnace - 90% AFUE
Gas | G2E-Heat Central Gas Furnace without CAC-Poor Ducts | Furnace - ENERGY STAR | ENERGY STAR Furnace - 95% AFUE
Gas | G2E-Heat Central Gas Furnace without CAC-Poor Ducts | Furnace - Advanced Efficiency | Advanced Efficiency Furnace - 97% AFUE
Gas | G2E-Heat Central Gas Furnace without CAC-Poor Ducts | Furnace - Premium Efficiency | Premium Efficiency Furnace - 98% AFUE
Gas | G2E-Heat Central Gas Furnace without CAC | Furnace - Federal Standard 2016 | Federal Standard 2016 Furnace - 80% AFUE
Gas | G2E-Heat Central Gas Furnace without CAC | Furnace - Federal Standard 2029 | Federal Standard 2029 Furnace - 90% AFUE
Gas | G2E-Heat Central Gas Furnace without CAC | Furnace - ENERGY STAR | ENERGY STAR Furnace - 95% AFUE
Gas | G2E-Heat Central Gas Furnace without CAC | Furnace - Advanced Efficiency | Advanced Efficiency Furnace - 97% AFUE
Gas | G2E-Heat Central Gas Furnace without CAC | Furnace - Premium Efficiency | Premium Efficiency Furnace - 98% AFUE
Gas | G2E-Heat Central Gas Furnace with CAC | Furnace - Federal Standard 2016 | Federal Standard 2016 Furnace - 80% AFUE
Gas | G2E-Heat Central Gas Furnace with CAC | Furnace - Federal Standard 2029 | Federal Standard 2029 Furnace - 90% AFUE
Gas | G2E-Heat Central Gas Furnace with CAC | Furnace - ENERGY STAR | ENERGY STAR Furnace - 95% AFUE
Gas | G2E-Heat Central Gas Furnace with CAC | Furnace - Advanced Efficiency | Advanced Efficiency Furnace - 97% AFUE
Gas | G2E-Heat Central Gas Furnace with CAC | Furnace - Premium Efficiency | Premium Efficiency Furnace - 98% AFUE
Gas | G2E-Hybrid Heat Central Gas Furnace-DHP | Furnace - Federal Standard 2016 | Federal Standard 2016 Furnace - 80% AFUE
Gas | G2E-Hybrid Heat Central Gas Furnace-DHP | Furnace - Federal Standard 2029 | Federal Standard 2029 Furnace - 90% AFUE
Gas | G2E-Hybrid Heat Central Gas Furnace-DHP | Furnace - ENERGY STAR | ENERGY STAR Furnace - 95% AFUE
Gas | G2E-Hybrid Heat Central Gas Furnace-DHP | Furnace - Advanced Efficiency | Advanced Efficiency Furnace - 97% AFUE
Gas | G2E-Hybrid Heat Central Gas Furnace-DHP | Furnace - Premium Efficiency | Premium Efficiency Furnace - 98% AFUE
Gas | G2E-Hybrid Heat Central Gas Furnace without CAC-ASHP | Furnace - Federal Standard 2016 | Federal Standard 2016 Furnace - 80% AFUE
Gas | G2E-Hybrid Heat Central Gas Furnace without CAC-ASHP | Furnace - Federal Standard 2029 | Federal Standard 2029 Furnace - 90% AFUE
Gas | G2E-Hybrid Heat Central Gas Furnace without CAC-ASHP | Furnace - ENERGY STAR | ENERGY STAR Furnace - 95% AFUE
Gas | G2E-Hybrid Heat Central Gas Furnace without CAC-ASHP | Furnace - Advanced Efficiency | Advanced Efficiency Furnace - 97% AFUE
Gas | G2E-Hybrid Heat Central Gas Furnace without CAC-ASHP | Furnace - Premium Efficiency | Premium Efficiency Furnace - 98% AFUE
Gas | G2E-Hybrid Heat Central Gas Furnace with CAC-ASHP | Furnace - Federal Standard 2016 | Federal Standard 2016 Furnace - 80% AFUE
Gas | G2E-Hybrid Heat Central Gas Furnace with CAC-ASHP | Furnace - Federal Standard 2029 | Federal Standard 2029 Furnace - 90% AFUE
Gas | G2E-Hybrid Heat Central Gas Furnace with CAC-ASHP | Furnace - ENERGY STAR | ENERGY STAR Furnace - 95% AFUE
Gas | G2E-Hybrid Heat Central Gas Furnace with CAC-ASHP | Furnace - Advanced Efficiency | Advanced Efficiency Furnace - 97% AFUE
Gas | G2E-Hybrid Heat Central Gas Furnace with CAC-ASHP | Furnace - Premium Efficiency | Premium Efficiency Furnace - 98% AFUE
Gas | G2E-Heat Room Gas | G2E-Heat Room Gas | G2E-Heat Room Gas
Gas | G2E-Hybrid Heat Room Gas-DHP | G2E-Hybrid Heat Room Gas-DHP | G2E-Hybrid Heat Room Gas-DHP
Gas | G2E-Cooking Oven | Cooking Oven - Federal Standard 2012 | Federal Standard 2012 Cooking Oven
Gas | G2E-Cooking Oven | Cooking Oven - High Efficiency | High Efficiency Convection Cooking Oven
Gas | G2E-Cooking Range | G2E-Cooking Range | G2E-Cooking Range
Gas | G2E-Dryer | Dryer - Federal Standard 2015 | Federal Standard 2015 Dryer - CEF/EF 2.84/3.30 (Gas Dryer)
Gas | G2E-Dryer | Dryer - ENERGY STAR | ENERGY STAR Dryer - CEF 3.48 (Gas Dryer)
Gas | G2E-Dryer | Dryer - Advanced Efficiency | Advanced Efficiency Dryer - CEF 3.8 (Gas Dryer)
Gas | G2E-Water Heat LE 55 Gal | Water Heater - Federal Standard 2015 Storage | Federal Standard 2015 Storage Water Heater ≤ 55 GAL - EF 0.62
Gas | G2E-Water Heat LE 55 Gal | Future Federal Standard 20XX Storage Water Heater ≤ 55 GAL | Future Federal Standard 20XX Storage Water Heater ≤ 55 GAL
Gas | G2E-Water Heat LE 55 Gal | Water Heater - ENERGY STAR Storage | ENERGY STAR Storage Water Heater ≤ 55 GAL - EF 0.67
Gas | G2E-Water Heat LE 55 Gal | Water Heater - Condensing | Condensing Water Heater ≤ 55 GAL - EF 0.85
Gas | G2E-Water Heat LE 55 Gal | Water Heater - ENERGY STAR Tankless | ENERGY STAR Tankless Water Heater ≤ 55 GAL - EF 0.90
Gas | G2E-Water Heat GT 55 Gal | Water Heater - Federal Standard 2015 Condensing | Federal Standard 2015 Condensing Water Heater > 55 GAL - EF 0.74
Gas | G2E-Water Heat GT 55 Gal | Future Federal Standard 20XX Condensing Water Heater > 55 GAL | Future Federal Standard 20XX Condensing Water Heater > 55 GAL
Gas | G2E-Water Heat GT 55 Gal | Water Heater - ENERGY STAR Condensing | ENERGY STAR Condensing Water Heater > 55 GAL - EF 0.77
Gas | G2E-Water Heat GT 55 Gal | Water Heater - Condensing | Condensing Water Heater > 55 GAL - EF 0.85
Gas | G2E-Water Heat GT 55 Gal | Water Heater - ENERGY STAR Tankless | ENERGY STAR Tankless Water Heater > 55 GAL - EF 0.90

## Comm Electrification Measures
Electrification End Use Mapping
Gas End Use (converted from) |  | Electric End Use (converted to)
G2E - Cooking |  | G2E - Cooking
G2E - Room Heat - Gas |  | G2E - Heat Pump
G2E - Space Heat - Gas Boiler |  | G2E - Heat Pump
G2E - Space Heat - Gas Furnace |  | G2E - Heat Pump
G2E - Water Heat LE 55 Gal |  | G2E - Water Heat LE 55 Gal
G2E - Water Heat GT 55 Gal |  | G2E - Water Heat GT 55 Gal
Detailed Electrification Measure List by Fuel
Fuel Type | End Use | Measure Name | Measure Description
Electric | G2E - Cooking | Cooking Equipment End Use | Cooking Equipment End Use
Electric | G2E - Heat Pump | Air Source Heat Pump >= 240,000 Btu/h and < 760,000 Btu/h - Federal Standard 2023 | Federal Standard 2023 Air Source Heat Pump - 12.5 IEER, 3.2 COP
Electric | G2E - Heat Pump | Air Source Heat Pump >= 135,000 Btu/h and < 240,000 Btu/h - Federal Standard 2023 | Federal Standard 2023 Air Source Heat Pump - 13.5 IEER, 3.3 COP
Electric | G2E - Heat Pump | Air Source Heat Pump >= 65,000 Btu/h and < 135,000 Btu/h - Federal Standard 2023 | Federal Standard 2023 Air Source Heat Pump - 14.1 IEER, 3.4 COP
Electric | G2E - Heat Pump | Air Source Heat Pump >= 240,000 Btu/h and < 760,000 Btu/h - Market Standard | Market Standard Air Source Heat Pump >= 240,000 Btu/h and < 760,000 Btu/h
Electric | G2E - Heat Pump | Air Source Heat Pump >= 135,000 Btu/h and < 240,000 Btu/h - Market Standard | Market Standard Air Source Heat Pump >= 135,000 Btu/h and < 240,000 Btu/h
Electric | G2E - Heat Pump | Air Source Heat Pump >= 65,000 Btu/h and < 135,000 Btu/h - Market Standard | Market Standard Air Source Heat Pump >= 65,000 Btu/h and < 135,000 Btu/h
Electric | G2E - Heat Pump | Air Source Heat Pump >= 240,000 Btu/h and < 760,000 Btu/h - Above Code | Efficient Air Source Heat Pump - 17.0 IEER, 3.5 COP
Electric | G2E - Heat Pump | Air Source Heat Pump >= 135,000 Btu/h and < 240,000 Btu/h - Above Code | Efficient Air Source Heat Pump - 18.5 IEER, 3.6 COP
Electric | G2E - Heat Pump | Air Source Heat Pump >= 65,000 Btu/h and < 135,000 Btu/h - Above Code | Efficient Air Source Heat Pump - 19.9 IEER, 3.7 COP
Electric | G2E - Water Heat LE 55 Gal | Water Heater LE 55 Gal - Storage - WSEC 2021 | WSEC 2021 Storage Water Heater LE 55 Gal - UEF 0.92
Electric | G2E - Water Heat LE 55 Gal | Water Heater LE 55 Gal - Storage - Market Standard | Market Standard Storage Water Heater LE 55 Gal
Electric | G2E - Water Heat LE 55 Gal | Water Heater LE 55 Gal - Heat Pump - Tier 1 | Tier 1 Heat Pump Water Heater - UEF 2.0
Electric | G2E - Water Heat LE 55 Gal | Water Heater LE 55 Gal - Heat Pump - Federal Standard 20XX | Federal Standard 20XX Heat Pump Water Heater LE 55 Gal - UEF 2.3
Electric | G2E - Water Heat LE 55 Gal | Water Heater LE 55 Gal - Heat Pump - Tier 2 | Tier 2 Heat Pump Water Heater - UEF 2.6
Electric | G2E - Water Heat LE 55 Gal | Water Heater LE 55 Gal - Heat Pump - Tier 3 | Tier 3 Heat Pump Water Heater - UEF 3.0
Electric | G2E - Water Heat LE 55 Gal | Water Heater LE 55 Gal - Heat Pump - Tier 4 | Tier 4 Heat Pump Water Heater - UEF 3.5
Electric | G2E - Water Heat GT 55 Gal | Water Heater GT 55 Gal - Heat Pump - WSEC 2021 | WSEC 2021 Heat Pump Water Heater GT 55 Gal - UEF 2.05
Electric | G2E - Water Heat GT 55 Gal | Water Heater GT 55 Gal - Heat Pump - Market Standard | Market Standard Heat Pump Water Heater GT 55 Gal
Electric | G2E - Water Heat GT 55 Gal | Water Heater GT 55 Gal - Heat Pump - Federal Standard 20XX | Federal Standard 20XX Heat Pump Water Heater GT 55 Gal - UEF 2.5
Electric | G2E - Water Heat GT 55 Gal | Water Heater GT 55 Gal - Heat Pump - Tier 2 | Tier 2 Heat Pump Water Heater - UEF 2.6
Electric | G2E - Water Heat GT 55 Gal | Water Heater GT 55 Gal - Heat Pump - Tier 3 | Tier 3 Heat Pump Water Heater - UEF 3.0
Electric | G2E - Water Heat GT 55 Gal | Water Heater GT 55 Gal - Heat Pump - Tier 4 | Tier 4 Heat Pump Water Heater - UEF 3.5
Gas | G2E - Cooking | Cooking Equipment End Use | Cooking Equipment End Use
Gas | G2E - Room Heat - Gas | Radiant Heater - Market Average | Market Average Radiant Heater
Gas | G2E - Room Heat - Gas | Radiant Heater - High Efficiency | High Efficiency Radiant Heater
Gas | G2E - Space Heat - Gas Boiler | Boiler < 300 kBtuh - Federal Standard 2022 | Federal Standard 2022 Boiler - 84% AFUE
Gas | G2E - Space Heat - Gas Boiler | Boiler < 300 kBtuh - Market Standard | Market Standard Boiler < 300 kBtuh
Gas | G2E - Space Heat - Gas Boiler | Boiler < 300 kBtuh - ENERGY STAR | ENERGY STAR - 90% AFUE
Gas | G2E - Space Heat - Gas Boiler | Boiler < 300 kBtuh - High Efficiency | High Efficiency - 94% AFUE
Gas | G2E - Space Heat - Gas Boiler | Boiler < 300 kBtuh - Premium Efficiency | Premium Efficiency Boiler - 95% AFUE
Gas | G2E - Space Heat - Gas Boiler | Boiler < 300 kBtuh - Advanced Efficiency | Advanced Efficiency - 97% AFUE
Gas | G2E - Space Heat - Gas Boiler | Boiler >= 300 and <= 2,500 kBtuh - WSEC 2021 | WSEC 2021 Boiler - Thermal Efficiency Et = 84%
Gas | G2E - Space Heat - Gas Boiler | Boiler >= 300 and <= 2,500 kBtuh - Market Standard | Market Standard Boiler >= 300 and <= 2,500 kBtuh
Gas | G2E - Space Heat - Gas Boiler | Boiler >= 300 and <= 2,500 kBtuh - High Efficiency | High Efficiency - Thermal Efficiency Et = 90%
Gas | G2E - Space Heat - Gas Boiler | Boiler >= 300 and <= 2,500 kBtuh - Premium Efficiency | Premium Efficiency - Thermal Efficiency Et = 95%
Gas | G2E - Space Heat - Gas Furnace | Furnace < 225 kBtuh - WSEC 2021 | WSEC 2021 Furnace - 81% AFUE
Gas | G2E - Space Heat - Gas Furnace | Furnace < 225 kBtuh - Market Standard | Market Standard Furnace
Gas | G2E - Space Heat - Gas Furnace | Furnace < 225 kBtuh - High Efficiency | High Efficiency - 92% AFUE Gas Furnaces (Non-Weatherized)
Gas | G2E - Space Heat - Gas Furnace | Furnace < 225 kBtuh - ENERGY STAR | ENERGY STAR - 95% AFUE Gas Furnaces (Non-Weatherized)
Gas | G2E - Space Heat - Gas Furnace | Furnace < 225 kBtuh - Premium Efficiency | Premium Efficiency - 97% AFUE Gas Furnaces (Non-Weatherized)
Gas | G2E - Water Heat LE 55 Gal | Water Heater LE 55 Gal - Storage - WSEC 2021 | WSEC 2021 Storage Water Heater LE 55 Gal - UEF 0.56
Gas | G2E - Water Heat LE 55 Gal | Water Heater LE 55 Gal - Storage - Federal Standard 20XX | Federal Standard 20XX Storage Water Heater LE 55 Gal - UEF 0.62
Gas | G2E - Water Heat LE 55 Gal | Water Heater LE 55 Gal - Storage - Market Standard | Market Standard Storage Water Heater LE 55 Gal
Gas | G2E - Water Heat LE 55 Gal | Water Heater LE 55 Gal - Storage - ENERGY STAR | ENERGY STAR Storage Water Heater LE 55 Gal - UEF 0.81
Gas | G2E - Water Heat LE 55 Gal | Water Heater LE 55 Gal - Condensing - High Efficiency | Condensing Water Heater LE 55 Gal - UEF 0.85
Gas | G2E - Water Heat LE 55 Gal | Water Heater LE 55 Gal - Tankless - ENERGY STAR | ENERGY STAR Tankless Water Heater LE 55 Gal - UEF 0.95
Gas | G2E - Water Heat GT 55 Gal | Water Heater GT 55 Gal - Condensing - WSEC 2021 | WSEC 2021 Condensing Water Heater GT 55 Gal - UEF 0.77
Gas | G2E - Water Heat GT 55 Gal | Water Heater GT 55 Gal - Condensing - Market Standard | Market Standard Condensing Water Heater GT 55 Gal
Gas | G2E - Water Heat GT 55 Gal | Water Heater GT 55 Gal - Condensing - Federal Standard 20XX | Federal Standard 20XX Condensing Water Heater GT 55 Gal - UEF 0.77
Gas | G2E - Water Heat GT 55 Gal | Water Heater GT 55 Gal - Condensing - ENERGY STAR | ENERGY STAR Condensing Water Heater GT 55 Gal - UEF 0.86
Gas | G2E - Water Heat GT 55 Gal | Water Heater GT 55 Gal - Condensing - High Efficiency | Condensing Water Heater GT 55 Gal - UEF 0.90
Gas | G2E - Water Heat GT 55 Gal | Water Heater GT 55 Gal - Tankless - ENERGY STAR | ENERGY STAR Tankless Water Heater GT 55 Gal - UEF 0.95

## DR Products
Sector | Product Category | Season | Product
Residential | Water Heating Direct Load Control | Both | Residential DLC for electric resistance water heating (grid-connected)
Residential | Water Heating Direct Load Control | Both | Residential DLC for electric resistance water heating (grid-enabled)
Residential | Water Heating Direct Load Control | Both | Residential DLC for heat pump water heating (grid-connected)
Residential | Water Heating Direct Load Control | Both | Residential DLC for heat pump water heating (grid-enabled)
Residential | HVAC Direct Load Control | Winter | Residential DLC for space heating (smart thermostats)
Residential | HVAC Direct Load Control | Summer | Residential DLC for central cooling (smart thermostats)
Commercial | HVAC Direct Load Control | Winter | Small commercial DLC for space heating (smart thermostats)
Commercial | HVAC Direct Load Control | Summer | Small commercial DLC for central cooling (smart thermostats)
Commercial | Curtailment (Manual/Auto DR) | Both | Commercial Curtailment
Industrial | Curtailment (Manual/Auto DR) | Both | Industrial Curtailment
Residential | Electric Vehicle Supply Equipment Direct Load Control | Both | Residential EVSE DLC Switch
Commercial | Critical Peak Pricing | Both | Commercial CPP
Industrial | Critical Peak Pricing | Both | Industrial CPP
Residential | Pricing | Both | Residential Time of Use
Commercial | Pricing | Both | Commercial Time of Use
Residential | Pricing | Both | Residential Peak Time Rebates
Commercial | Electric Vehicle Supply Equipment Direct Load Control | Both | Heavy Duty EV (load control)
Residential | Electric Vehicle Managed Charging | Both | Residential EV Managed Charging
Commercial | Electric Vehicle Managed Charging | Both | Fleet Load Management
Residential | Other | Both | Residential Behavioral